## Introduction
Final - Consensus Candidate - 2020-08-15
Table 22 - Work Results
Definition
Work Results are construction results achieved in the production stage or by subsequent alteration, maintenance, or demolition processes, and identified by one or more of the following: • the particular skill or trade involved; • the construction resources used; • the part of the construction entity which results; • the temporary work or other preparatory or completion work which results. (ISO 12006-2).
Discussion
A work result represents a completed entity that exists after all required raw materials, human or machine effort, and processes have been provided to achieve a completed condition. Since facility owners ultimately desire a completed entity, specifiers routinely specify contractual requirements by work result, and minimize the specifying of details about how to achieve that result to contractors.
Table 22 provides a classification arrangement that organizes information most appropriately from the viewpoint of identifying the “results of work” required to provide all or part of a facility. Table 22 - Work Results is based almost entirely on an existing Construction Specifications Institute/Construction Specifications Canada publication called MasterFormat, which has been a standard means of organizing construction information in North America since the 1960s. Since the 2004 edition, MasterFormat has been developed and updated with OmniClass in mind, to serve as the basis for this OmniClass table.
Please note that some content of MasterFormat 2012 Update is not included in OmniClass Table 22.
A work result may pertain to several manufactured products (an assembly) such as exterior insulation and finish system, or to a single product such as chalkboard. A work result could also involve only labor and equipment which are utilized to achieve the desired result, such as trenching.
Examples
Cast-in-Place Concrete, Structural Steel Framing, Finish Carpentry, Built-Up Bituminous Waterproofing, Glazed Aluminum Curtain Walls, Ceramic Tiling, Hydraulic Freight Elevators, Water-Tube Boilers, Interior Lighting, Railways
Table Uses
• Specifying contract project requirements • Specifying technical project requirements • Organizing project cost data
Table Users
Designers, specifiers, constructors, construction managers, design-builders, facility owners, facility managers, draftspersons
Table Relationships
Table 21 - Elements
Table 21 is used for organizing information that is typically generated or required early in the design stage of a project, when designers are thinking at a higher conceptual level about project requirements which future “work results” will eventually be identified to meet. While it is possible to specify project requirements at the elemental level, such a specification would consist of performance statements and not necessarily identify a means to achieve that performance. Thus, early design documents are often organized to Table 21 when they are associating overall requirements of an entity with the most appropriate building element. Once the design has evolved to a point where specific products or services are required to meet the design, then organizing those requirements or solutions by work results (Table 22) is most appropriate.
Table 23 - Products
Table 23 is used for classifying tangible construction resources intended for use in a project. Table 23 identifies a single location for classes of products that may be used in multiple types of assemblies or systems. Since most products or materials have multiple potential functions and applications for usage, organizing information about these items in a single location as products, using a generic name, makes it easier to locate them than using elemental or work result organizational structures that may have multiple locations for individual product classes. Documents organized according to Table 22 - Work Results may identify any one product in two or more locations as a “work result”; thus Table 22 has a close relationship with items classified using Table 23.
Table 41 – Materials
Table 41 organizes the basic physical properties of material composition without regard to the form or use of the material. Materials include gases, liquids, or solids of any type which may be used in the course of a construction project. Materials identified in Table 41 are often cited as a requirement in a work result, and thus this table has a close relationship with Table 22 - Work Results.
Reference Sources
· ISO 12006-2 Table 4.9 Work Results (by Type of Work)
· MasterFormat™ 2020 Edition
All contents copyright ©2022 the Construction Specifications Institute. All Rights Reserved.
See OmniClass License for more information.

## Table 22
2022-08-15 Final - Consensus Candidate OmniClass Table 22 - Work Results
Number | Level 1 | Level 1.5 | Level 2 | Level 3 | Level 4
22-01 00 00 | General Requirements
22-01 30 00 |  | Administrative Requirements
22-01 31 00 |  |  | Project Management and Coordination
22-01 31 13 |  |  |  | Project Coordination
22-01 31 14 |  |  |  | Facility Services Coordination
22-01 31 16 |  |  |  | Multiple Contract Coordination
22-01 31 19 |  |  |  | Project Meetings
22-01 31 19 13 |  |  |  |  | Preconstruction Meetings
22-01 31 19 16 |  |  |  |  | Site Mobilization Meetings
22-01 31 19 23 |  |  |  |  | Progress Meetings
22-01 31 19 33 |  |  |  |  | Preinstallation Meetings
22-01 31 23 |  |  |  | Project Web Site
22-01 31 26 |  |  |  | Electronic Communication Protocols
22-01 32 00 |  |  | Construction Progress Documentation
22-01 32 13 |  |  |  | Scheduling of Work
22-01 32 16 |  |  |  | Construction Progress Schedule
22-01 32 16 13 |  |  |  |  | Network Analysis Schedules
22-01 32 19 |  |  |  | Submittals Schedule
22-01 32 23 |  |  |  | Survey and Layout Data
22-01 32 26 |  |  |  | Construction Progress Reporting
22-01 32 29 |  |  |  | Periodic Work Observation
22-01 32 33 |  |  |  | Photographic Documentation
22-01 32 36 |  |  |  | Video Monitoring and Documentation
22-01 32 43 |  |  |  | Purchase Order Tracking
22-01 33 00 |  |  | Submittal Procedures
22-01 33 13 |  |  |  | Certificates
22-01 33 16 |  |  |  | Design Data
22-01 33 19 |  |  |  | Field Test Reporting
22-01 33 23 |  |  |  | Shop Drawings, Product Data, and Samples
22-01 33 26 |  |  |  | Source Quality Control Reporting
22-01 33 29 |  |  |  | Sustainable Design Reporting
22-01 33 29 01 |  |  |  |  | Material Cost Summary Form
22-01 33 29 02 |  |  |  |  | Wood-Containing Product List
22-01 33 29 03 |  |  |  |  | Metal-Containing Product List
22-01 33 29 04 |  |  |  |  | Material Content Form
22-01 33 29 05 |  |  |  |  | New Product Source Form
22-01 33 29 06 |  |  |  |  | Reused Product Form
22-01 33 29 07 |  |  |  |  | Prohibited Content Installer Certification
22-01 35 00 |  |  | Special Procedures
22-01 35 03 |  |  |  | Conservation Treatment Procedures
22-01 35 13 |  |  |  | Special Project Procedures
22-01 35 13 13 |  |  |  |  | Special Project Procedures for Airport Facilities
22-01 35 13 16 |  |  |  |  | Special Project Procedures for Detention Facilities
22-01 35 13 19 |  |  |  |  | Special Project Procedures for Healthcare Facilities
22-01 35 13 26 |  |  |  |  | Special Project Procedures for Clean Rooms
22-01 35 13 43 |  |  |  |  | Special Project Procedures for Contaminated Sites
22-01 35 16 |  |  |  | Alteration Project Procedures
22-01 35 23 |  |  |  | Owner Safety Requirements
22-01 35 26 |  |  |  | Governmental Safety Requirements
22-01 35 29 |  |  |  | Health, Safety, and Emergency Response Procedures
22-01 35 29 13 |  |  |  |  | Health, Safety, and Emergency Response Procedures for Contaminated Sites
22-01 35 33 |  |  |  | Infection Control Procedures
22-01 35 43 |  |  |  | Environmental Procedures
22-01 35 43 13 |  |  |  |  | Environmental Procedures for Hazardous Materials
22-01 35 43 16 |  |  |  |  | Environmental Procedures for Toxic Materials
22-01 35 46 |  |  |  | Indoor Air Quality Procedures
22-01 35 53 |  |  |  | Security Procedures
22-01 35 63 |  |  |  | Sustainability Certification Project Requirements
22-01 35 66 |  |  |  | Sustainability Certification Project Procedures
22-01 35 73 |  |  |  | Delegated Design Procedures
22-01 35 91 |  |  |  | Period Treatment Procedures
22-01 40 00 |  | Quality Requirements
22-01 41 00 |  |  | Regulatory Requirements
22-01 41 13 |  |  |  | Codes
22-01 41 16 |  |  |  | Laws
22-01 41 19 |  |  |  | Rules
22-01 41 23 |  |  |  | Fees
22-01 41 26 |  |  |  | Permit Requirements
22-01 42 00 |  |  | References
22-01 42 13 |  |  |  | Abbreviations and Acronyms
22-01 42 16 |  |  |  | Definitions
22-01 42 19 |  |  |  | Reference Standards
22-01 43 00 |  |  | Quality Assurance
22-01 43 13 |  |  |  | Manufacturer Qualifications
22-01 43 16 |  |  |  | Supplier Qualifications
22-01 43 19 |  |  |  | Fabricator Qualifications
22-01 43 23 |  |  |  | Installer Qualifications
22-01 43 26 |  |  |  | Testing and Inspecting Agency Qualifications
22-01 43 29 |  |  |  | Code-Required Special Inspector Qualifications
22-01 43 33 |  |  |  | Manufacturer's Field Services
22-01 43 36 |  |  |  | Field Samples
22-01 43 39 |  |  |  | Mockups
22-01 45 00 |  |  | Quality Control
22-01 45 13 |  |  |  | Source Quality Control Procedures
22-01 45 16 |  |  |  | Field Quality Control Procedures
22-01 45 16 13 |  |  |  |  | Contractor Quality Control
22-01 45 23 |  |  |  | Testing and Inspecting Services
22-01 45 26 |  |  |  | Plant Inspection Procedures
22-01 45 29 |  |  |  | Testing Laboratory Services
22-01 45 31 |  |  |  | Climate Resiliency Quality Control Procedures
22-01 45 33 |  |  |  | Code-Required Special Inspections and Procedures
22-01 50 00 |  | Temporary Facilities and Controls
22-01 51 00 |  |  | Temporary Utilities
22-01 51 13 |  |  |  | Temporary Electricity
22-01 51 16 |  |  |  | Temporary Fire Protection
22-01 51 19 |  |  |  | Temporary Fuel Oil
22-01 51 23 |  |  |  | Temporary Heating, Cooling, and Ventilating
22-01 51 26 |  |  |  | Temporary Lighting
22-01 51 29 |  |  |  | Temporary Natural-Gas
22-01 51 33 |  |  |  | Temporary Telecommunications
22-01 51 36 |  |  |  | Temporary Water
22-01 52 00 |  |  | Construction Facilities
22-01 52 13 |  |  |  | Field Offices and Sheds
22-01 52 16 |  |  |  | First Aid Facilities
22-01 52 19 |  |  |  | Sanitary Facilities
22-01 53 00 |  |  | Temporary Construction
22-01 53 13 |  |  |  | Temporary Bridges
22-01 53 16 |  |  |  | Temporary Decking
22-01 53 19 |  |  |  | Temporary Overpasses
22-01 53 23 |  |  |  | Temporary Ramps
22-01 53 26 |  |  |  | Temporary Runarounds
22-01 54 00 |  |  | Construction Aids
22-01 54 13 |  |  |  | Temporary Elevators
22-01 54 16 |  |  |  | Temporary Hoists
22-01 54 19 |  |  |  | Temporary Cranes
22-01 54 23 |  |  |  | Temporary Scaffolding and Platforms
22-01 54 26 |  |  |  | Temporary Swing Staging
22-01 55 00 |  |  | Vehicular Access and Parking
22-01 55 13 |  |  |  | Temporary Access Roads
22-01 55 16 |  |  |  | Haul Routes
22-01 55 19 |  |  |  | Temporary Parking Areas
22-01 55 23 |  |  |  | Temporary Roads
22-01 55 26 |  |  |  | Traffic Control
22-01 55 29 |  |  |  | Staging Areas
22-01 56 00 |  |  | Temporary Barriers and Enclosures
22-01 56 13 |  |  |  | Temporary Air Barriers
22-01 56 16 |  |  |  | Temporary Dust Barriers
22-01 56 19 |  |  |  | Temporary Noise Barriers
22-01 56 21 |  |  |  | Temporary Lightning Protection
22-01 56 23 |  |  |  | Temporary Barricades
22-01 56 26 |  |  |  | Temporary Fencing
22-01 56 29 |  |  |  | Temporary Protective Walkways
22-01 56 33 |  |  |  | Temporary Security Barriers
22-01 56 36 |  |  |  | Temporary Security Enclosures
22-01 56 39 |  |  |  | Temporary Tree and Plant Protection
22-01 57 00 |  |  | Temporary Controls
22-01 57 13 |  |  |  | Temporary Erosion and Sediment Control
22-01 57 16 |  |  |  | Temporary Pest Control
22-01 57 19 |  |  |  | Temporary Environmental Controls
22-01 57 23 |  |  |  | Temporary Storm Water Pollution Control
22-01 57 26 |  |  |  | Site Watering for Dust Control
22-01 57 33 |  |  |  | Temporary Security
22-01 58 00 |  |  | Project Identification
22-01 58 13 |  |  |  | Temporary Project Signage
22-01 58 16 |  |  |  | Temporary Interior Signage
22-01 60 00 |  | Product Requirements
22-01 61 00 |  |  | Common Product Requirements
22-01 61 13 |  |  |  | Software Licensing Requirements
22-01 62 00 |  |  | Product Options
22-01 64 00 |  |  | Owner-Furnished Products
22-01 65 00 |  |  | Product Delivery Requirements
22-01 66 00 |  |  | Product Storage and Handling Requirements
22-01 66 13 |  |  |  | Product Storage and Handling Requirements for Hazardous Materials
22-01 66 16 |  |  |  | Product Storage and Handling Requirements for Toxic Materials
22-01 70 00 |  | Execution and Closeout Requirements
22-01 71 00 |  |  | Examination and Preparation
22-01 71 13 |  |  |  | Mobilization
22-01 71 16 |  |  |  | Acceptance of Conditions
22-01 71 23 |  |  |  | Field Engineering
22-01 71 23 13 |  |  |  |  | Construction Layout
22-01 71 23 16 |  |  |  |  | Construction Surveying
22-01 71 33 |  |  |  | Protection of Adjacent Construction
22-01 71 36 |  |  |  | Non-Destructive Concrete Examination
22-01 73 00 |  |  | Execution
22-01 73 13 |  |  |  | Application
22-01 73 16 |  |  |  | Erection
22-01 73 19 |  |  |  | Installation
22-01 73 23 |  |  |  | Bracing and Anchoring
22-01 73 26 |  |  |  | Existing Products
22-01 73 29 |  |  |  | Cutting and Patching
22-01 74 00 |  |  | Cleaning and Waste Management
22-01 74 13 |  |  |  | Progress Cleaning
22-01 74 16 |  |  |  | Site Maintenance
22-01 74 19 |  |  |  | Construction Waste Management and Disposal
22-01 74 23 |  |  |  | Final Cleaning
22-01 75 00 |  |  | Starting and Adjusting
22-01 75 13 |  |  |  | Checkout Procedures
22-01 75 16 |  |  |  | Startup Procedures
22-01 76 00 |  |  | Protecting Installed Construction
22-01 77 00 |  |  | Closeout Procedures
22-01 77 13 |  |  |  | Preliminary Closeout Reviews
22-01 77 16 |  |  |  | Final Closeout Review
22-01 77 19 |  |  |  | Closeout Requirements
22-01 78 00 |  |  | Closeout Submittals
22-01 78 13 |  |  |  | Completion and Correction List
22-01 78 19 |  |  |  | Maintenance Contracts
22-01 78 23 |  |  |  | Operation and Maintenance Data
22-01 78 23 13 |  |  |  |  | Operation Data
22-01 78 23 16 |  |  |  |  | Maintenance Data
22-01 78 23 19 |  |  |  |  | Preventative Maintenance Instructions
22-01 78 29 |  |  |  | Final Site Survey
22-01 78 33 |  |  |  | Bonds
22-01 78 36 |  |  |  | Warranties
22-01 78 39 |  |  |  | Project Record Documents
22-01 78 43 |  |  |  | Spare Parts
22-01 78 46 |  |  |  | Extra Stock Materials
22-01 78 53 |  |  |  | Sustainable Design Closeout Documentation
22-01 79 00 |  |  | Demonstration and Training
22-01 79 13 |  |  |  | Demonstration Testing
22-01 79 23 |  |  |  | Instruction of Operation and Maintenance Personnel
22-01 80 00 |  | Performance Requirements
22-01 81 00 |  |  | Facility Performance Requirements
22-01 81 13 |  |  |  | Sustainable Design Requirements
22-01 81 16 |  |  |  | Facility Environmental Requirements
22-01 81 19 |  |  |  | Indoor Air Quality Requirements
22-01 82 00 |  |  | Facility Substructure Performance Requirements
22-01 82 13 |  |  |  | Foundation Performance Requirements
22-01 82 16 |  |  |  | Basement Construction Performance Requirements
22-01 83 00 |  |  | Facility Shell Performance Requirements
22-01 83 13 |  |  |  | Superstructure Performance Requirements
22-01 83 16 |  |  |  | Exterior Enclosure Performance Requirements
22-01 83 19 |  |  |  | Roofing Performance Requirements
22-01 84 00 |  |  | Interiors Performance Requirements
22-01 84 13 |  |  |  | Interior Construction Performance Requirements
22-01 84 16 |  |  |  | Stairways Performance Requirements
22-01 84 19 |  |  |  | Interior Finishes Performance Requirements
22-01 85 00 |  |  | Conveying Equipment Performance Requirements
22-01 86 00 |  |  | Facility Services Performance Requirements
22-01 86 13 |  |  |  | Fire Suppression Performance Requirements
22-01 86 16 |  |  |  | Plumbing Performance Requirements
22-01 86 19 |  |  |  | HVAC Performance Requirements
22-01 86 23 |  |  |  | Integrated Automation Performance Requirements
22-01 86 26 |  |  |  | Electrical Performance Requirements
22-01 86 29 |  |  |  | Communications Performance Requirements
22-01 86 33 |  |  |  | Electronic Safety and Security Performance Requirements
22-01 87 00 |  |  | Equipment and Furnishings Performance Requirements
22-01 87 13 |  |  |  | Equipment Performance Requirements
22-01 87 16 |  |  |  | Furnishings Performance Requirements
22-01 88 00 |  |  | Other Facility Construction Performance Requirements
22-01 88 13 |  |  |  | Special Construction Performance Requirements
22-01 88 16 |  |  |  | Selective Construction Performance Requirements
22-01 89 00 |  |  | Site Construction Performance Requirements
22-01 89 13 |  |  |  | Site Preparation Performance Requirements
22-01 89 16 |  |  |  | Site Improvements Performance Requirements
22-01 89 19 |  |  |  | Site Plumbing Utilities Performance Requirements
22-01 89 23 |  |  |  | Site HVAC Utilities Performance Requirements
22-01 89 26 |  |  |  | Site Electrical Utilities Performance Requirements
22-01 89 29 |  |  |  | Other Site Construction Performance Requirements
22-01 90 00 |  | Life Cycle Activities
22-01 91 00 |  |  | Commissioning
22-01 91 13 |  |  |  | General Commissioning Requirements
22-01 91 16 |  |  |  | Facility Substructure Commissioning
22-01 91 16 13 |  |  |  |  | Foundation Commissioning
22-01 91 16 53 |  |  |  |  | Basement Construction Commissioning
22-01 91 19 |  |  |  | Facility Shell Commissioning
22-01 91 19 13 |  |  |  |  | Superstructure Commissioning
22-01 91 19 43 |  |  |  |  | Exterior Enclosure Commissioning
22-01 91 19 73 |  |  |  |  | Roofing Commissioning
22-01 91 23 |  |  |  | Interiors Commissioning
22-01 91 23 13 |  |  |  |  | Interior Construction Commissioning
22-01 91 23 43 |  |  |  |  | Stairways Commissioning
22-01 91 23 73 |  |  |  |  | Interior Finishes Commissioning
22-01 91 26 |  |  |  | Integrated System Commissioning
22-01 92 00 |  |  | Facility Operation
22-01 92 13 |  |  |  | Facility Operation Procedures
22-01 93 00 |  |  | Facility Maintenance
22-01 93 13 |  |  |  | Facility Maintenance Procedures
22-01 93 16 |  |  |  | Recycling Programs
22-01 94 00 |  |  | Facility Decommissioning
22-01 94 13 |  |  |  | Facility Decommissioning Procedures
22-02 00 00 | Existing Conditions
22-02 01 00 |  |  | Maintenance of Existing Conditions
22-02 01 50 |  |  |  | Maintenance of Site Remediation
22-02 01 65 |  |  |  | Maintenance of Underground Storage Tank Removal
22-02 01 80 |  |  |  | Maintenance of Facility Remediation
22-02 01 86 |  |  |  | Maintenance of Hazardous Waste Drum Handling
22-02 03 00 |  |  | Conservation Treatment for Existing Period Conditions
22-02 03 01 |  |  |  | Maintenance of Existing Period Conditions
22-02 03 01 19 |  |  |  |  | Mothballing Period Structures
22-02 03 41 |  |  |  | Selective Demolition for Period Structures
22-02 03 42 |  |  |  | Removal and Salvage of Period Construction Materials
22-02 03 43 |  |  |  | Period Structure Relocating
22-02 03 44 |  |  |  | Shoring and Support of Period Structures
22-02 05 00 |  |  | Common Work Results for Existing Conditions
22-02 05 19 |  |  |  | Geosynthetics for Existing Conditions
22-02 05 19 13 |  |  |  |  | Geotextiles for Existing Conditions
22-02 05 19 16 |  |  |  |  | Geomembranes for Existing Conditions
22-02 05 19 19 |  |  |  |  | Geogrids for Existing Conditions
22-02 08 00 |  |  | Commissioning of Existing Conditions
22-02 20 00 |  | Assessment
22-02 21 00 |  |  | Surveys
22-02 21 13 |  |  |  | Site Surveys
22-02 21 13 13 |  |  |  |  | Boundary and Survey Markers
22-02 21 13 23 |  |  |  |  | Archaeological and Historic Surveys
22-02 21 16 |  |  |  | Measured Drawings
22-02 21 19 |  |  |  | Utilities Surveys
22-02 22 00 |  |  | Existing Conditions Assessment
22-02 22 13 |  |  |  | Movement and Vibration Assessment
22-02 22 16 |  |  |  | Acoustic Assessment
22-02 22 19 |  |  |  | Traffic Assessment
22-02 22 23 |  |  |  | Accessibility Assessment
22-02 24 00 |  |  | Environmental Assessment
22-02 24 13 |  |  |  | Natural Environment Assessment
22-02 24 13 13 |  |  |  |  | Air Assessment
22-02 24 13 43 |  |  |  |  | Water Assessment
22-02 24 13 73 |  |  |  |  | Land Assessment
22-02 24 23 |  |  |  | Chemical Sampling and Analysis of Soils
22-02 24 43 |  |  |  | Transboundary and Global Environmental Aspects Assessment
22-02 25 00 |  |  | Existing Material Assessment
22-02 25 16 |  |  |  | Existing Concrete Assessment
22-02 25 16 13 |  |  |  |  | Concrete Assessment Drilling
22-02 25 19 |  |  |  | Existing Masonry Assessment
22-02 25 19 13 |  |  |  |  | Masonry Assessment Drilling
22-02 25 23 |  |  |  | Existing Metals Assessment
22-02 25 23 13 |  |  |  |  | Welding Investigations
22-02 25 26 |  |  |  | Existing Wood, Plastics, and Composites Assessment
22-02 25 29 |  |  |  | Existing Thermal and Moisture Protection Assessment
22-02 25 29 13 |  |  |  |  | Waterproofing Investigations
22-02 25 29 23 |  |  |  |  | Roofing Investigations
22-02 26 00 |  |  | Hazardous Material Assessment
22-02 26 23 |  |  |  | Asbestos Assessment
22-02 26 26 |  |  |  | Lead Assessment
22-02 26 29 |  |  |  | Polychlorinated Biphenyl Assessment
22-02 26 33 |  |  |  | Biological Assessment
22-02 26 33 13 |  |  |  |  | Mold Assessment
22-02 26 36 |  |  |  | Hazardous Waste Drum Assessment
22-02 30 00 |  | Subsurface Investigation
22-02 31 00 |  |  | Geophysical Investigations
22-02 31 13 |  |  |  | Seismic Investigations
22-02 31 16 |  |  |  | Gravity Investigations
22-02 31 19 |  |  |  | Magnetic Investigations
22-02 31 23 |  |  |  | Electromagnetic Investigations
22-02 31 26 |  |  |  | Electrical Resistivity Investigations
22-02 31 29 |  |  |  | Magnetotelluric Investigations
22-02 32 00 |  |  | Geotechnical Investigations
22-02 32 13 |  |  |  | Subsurface Drilling and Sampling
22-02 32 16 |  |  |  | Material Testing
22-02 32 19 |  |  |  | Exploratory Excavations
22-02 32 23 |  |  |  | Geotechnical Monitoring Before Construction
22-02 32 23 13 |  |  |  |  | Groundwater Monitoring Before Construction
22-02 40 00 |  | Demolition and Structure Moving
22-02 41 00 |  |  | Demolition
22-02 41 13 |  |  |  | Selective Site Demolition
22-02 41 13 13 |  |  |  |  | Paving Removal
22-02 41 13 23 |  |  |  |  | Utility Line Removal
22-02 41 13 33 |  |  |  |  | Railtrack Removal
22-02 41 16 |  |  |  | Structure Demolition
22-02 41 16 13 |  |  |  |  | Building Demolition
22-02 41 16 23 |  |  |  |  | Tower Demolition
22-02 41 16 33 |  |  |  |  | Bridge Demolition
22-02 41 16 43 |  |  |  |  | Dam Demolition
22-02 41 19 |  |  |  | Selective Demolition
22-02 41 19 13 |  |  |  |  | Selective Building Demolition
22-02 41 19 16 |  |  |  |  | Selective Interior Demolition
22-02 41 19 19 |  |  |  |  | Selective Facility Services Demolition
22-02 41 19 33 |  |  |  |  | Selective Bridge Demolition
22-02 42 00 |  |  | Removal and Diversion of Construction Materials
22-02 42 13 |  |  |  | Deconstruction of Structures
22-02 42 13 13 |  |  |  |  | Deconstruction of Buildings
22-02 42 19 |  |  |  | Recycling of Construction Materials
22-02 42 19 13 |  |  |  |  | Paper Recycling
22-02 42 19 15 |  |  |  |  | Concrete Recycling
22-02 42 19 17 |  |  |  |  | Masonry Recycling
22-02 42 19 19 |  |  |  |  | Metal Recycling
22-02 42 19 23 |  |  |  |  | Wood Recycling
22-02 42 19 25 |  |  |  |  | Plastic Recycling
22-02 42 19 29 |  |  |  |  | Solid Surface Recycling
22-02 42 19 31 |  |  |  |  | Insulation Recycling
22-02 42 19 35 |  |  |  |  | Roofing Recycling
22-02 42 19 39 |  |  |  |  | Window Recycling
22-02 42 19 41 |  |  |  |  | Glass Recycling
22-02 42 19 43 |  |  |  |  | Gypsum Board Recycling
22-02 42 19 45 |  |  |  |  | Ceiling Tile Recycling
22-02 42 19 47 |  |  |  |  | Flooring Recycling
22-02 42 19 49 |  |  |  |  | Paint and Coatings Recycling and Management
22-02 42 19 51 |  |  |  |  | Paint Remanufacturing
22-02 42 19 53 |  |  |  |  | Electronics Recycling
22-02 42 19 55 |  |  |  |  | Appliance Recycling
22-02 42 19 57 |  |  |  |  | Mattress Recycling
22-02 42 19 81 |  |  |  |  | Plumbing Fixture Recycling
22-02 42 19 83 |  |  |  |  | HVAC Recycling
22-02 42 19 89 |  |  |  |  | Electrical Recycling
22-02 42 19 91 |  |  |  |  | Yard Waste Recycling
22-02 42 19 95 |  |  |  |  | Tire, Rubber Recycling
22-02 42 21 |  |  |  | Salvage of Construction Materials
22-02 42 21 11 |  |  |  |  | Deconstruction Contracting
22-02 42 21 15 |  |  |  |  | Concrete Salvage
22-02 42 21 17 |  |  |  |  | Masonry Salvage
22-02 42 21 19 |  |  |  |  | Metal Salvage
22-02 42 21 23 |  |  |  |  | Wood Salvage
22-02 42 21 29 |  |  |  |  | Solid Surface Salvage
22-02 42 21 35 |  |  |  |  | Roofing Salvage
22-02 42 21 37 |  |  |  |  | Door Salvage
22-02 42 21 39 |  |  |  |  | Window Salvage
22-02 42 21 41 |  |  |  |  | Glass Salvage
22-02 42 21 43 |  |  |  |  | Gypsum Board Salvage
22-02 42 21 45 |  |  |  |  | Ceiling Tile Salvage
22-02 42 21 47 |  |  |  |  | Flooring Salvage
22-02 42 21 49 |  |  |  |  | Paint and Coatings Salvage
22-02 42 21 53 |  |  |  |  | Electronics Salvage
22-02 42 21 55 |  |  |  |  | Appliance Salvage
22-02 42 21 57 |  |  |  |  | Restaurant Equipment Salvage
22-02 42 21 59 |  |  |  |  | Toilet Room Finishings Salvage
22-02 42 21 61 |  |  |  |  | Office Finishings Salvage
22-02 42 21 67 |  |  |  |  | Residential Finishings Salvage
22-02 42 21 81 |  |  |  |  | Plumbing Fixture Salvage
22-02 42 21 83 |  |  |  |  | HVAC Salvage
22-02 42 21 89 |  |  |  |  | Electrical Salvage
22-02 42 21 91 |  |  |  |  | Yard Waste Salvage
22-02 43 00 |  |  | Structure Moving
22-02 43 13 |  |  |  | Structure Relocation
22-02 43 13 13 |  |  |  |  | Building Relocation
22-02 43 16 |  |  |  | Structure Raising
22-02 43 16 13 |  |  |  |  | Building Raising
22-02 50 00 |  | Site Remediation
22-02 51 00 |  |  | Physical Decontamination
22-02 51 13 |  |  |  | Coagulation and Flocculation Decontamination
22-02 51 16 |  |  |  | Reverse-Osmosis Decontamination
22-02 51 19 |  |  |  | Solidification and Stabilization Decontamination
22-02 51 23 |  |  |  | Mechanical Filtration Decontamination
22-02 51 26 |  |  |  | Radioactive Decontamination
22-02 51 29 |  |  |  | Surface Cleaning Decontamination
22-02 51 29 13 |  |  |  |  | High-Pressure Water Cleaning Decontamination
22-02 51 29 16 |  |  |  |  | Vacuum Sweeping Cleaning Decontamination
22-02 51 33 |  |  |  | Surface Removal Decontamination
22-02 51 33 13 |  |  |  |  | Surface Removal Decontamination by Grinding
22-02 51 33 16 |  |  |  |  | Surface Removal Decontamination by Sand Blasting
22-02 51 33 19 |  |  |  |  | Surface Removal Decontamination by Ultrasound
22-02 52 00 |  |  | Chemical Decontamination
22-02 52 13 |  |  |  | Chemical Precipitation Decontamination
22-02 52 16 |  |  |  | Ion Change Decontamination
22-02 52 19 |  |  |  | Neutralization Decontamination
22-02 53 00 |  |  | Thermal Decontamination
22-02 53 13 |  |  |  | Incineration Decontamination
22-02 53 13 13 |  |  |  |  | Remediation of Contaminated Soils and Sludges by Incineration
22-02 53 16 |  |  |  | Thermal Desorption Decontamination
22-02 53 16 13 |  |  |  |  | Remediation of Contaminated Soils by Thermal Desorption
22-02 53 19 |  |  |  | Vitrification Decontamination
22-02 54 00 |  |  | Biological Decontamination
22-02 54 13 |  |  |  | Aerobic Processes Decontamination
22-02 54 16 |  |  |  | Anaerobic Processes Decontamination
22-02 54 19 |  |  |  | Bioremediation Decontamination
22-02 54 19 13 |  |  |  |  | Bioremediation Using Landfarming
22-02 54 19 16 |  |  |  |  | Bioremediation of Soils Using Windrow Composting
22-02 54 19 19 |  |  |  |  | Bioremediation Using Bacteria Injection
22-02 54 23 |  |  |  | Soil Washing Through Separation/Solubilization
22-02 54 26 |  |  |  | Organic Decontamination
22-02 55 00 |  |  | Remediation Soil Stabilization
22-02 56 00 |  |  | Site Containment
22-02 56 13 |  |  |  | Waste Containment
22-02 56 13 13 |  |  |  |  | Geomembrane Waste Containment
22-02 56 19 |  |  |  | Gas Containment
22-02 56 19 13 |  |  |  |  | Fluid-Applied Gas Barrier
22-02 57 00 |  |  | Sinkhole Remediation
22-02 57 13 |  |  |  | Sinkhole Remediation by Grouting
22-02 57 13 13 |  |  |  |  | Sinkhole Remediation by Compaction Grouting
22-02 57 13 16 |  |  |  |  | Sinkhole Remediation by Cap Grouting
22-02 57 16 |  |  |  | Sinkhole Remediation by Backfilling
22-02 58 00 |  |  | Snow Control
22-02 58 13 |  |  |  | Snow Fencing
22-02 58 16 |  |  |  | Snow Avalanche Control
22-02 60 00 |  | Contaminated Site Material Removal
22-02 61 00 |  |  | Removal and Disposal of Contaminated Soils
22-02 61 13 |  |  |  | Excavation and Handling of Contaminated Material
22-02 61 23 |  |  |  | Removal and Disposal of Polychlorinate Biphenyl Contaminated Soils
22-02 61 26 |  |  |  | Removal and Disposal of Asbestos Contaminated Soils
22-02 61 29 |  |  |  | Removal and Disposal of Organically Contaminated Soils
22-02 62 00 |  |  | Hazardous Waste Recovery Processes
22-02 62 13 |  |  |  | Air and Steam Stripping
22-02 62 16 |  |  |  | Soil Vapor Extraction
22-02 62 19 |  |  |  | Soil Washing and Flushing
22-02 65 00 |  |  | Underground Storage Tank Removal
22-02 70 00 |  | Water Remediation
22-02 71 00 |  |  | Groundwater Treatment
22-02 72 00 |  |  | Water Decontamination
22-02 72 13 |  |  |  | Chemical Water Decontamination
22-02 72 16 |  |  |  | Biological Water Decontamination
22-02 72 19 |  |  |  | Electrolysis Water Decontamination
22-02 80 00 |  | Facility Remediation
22-02 81 00 |  |  | Transportation and Disposal of Hazardous Materials
22-02 82 00 |  |  | Asbestos Remediation
22-02 82 13 |  |  |  | Asbestos Abatement
22-02 82 13 13 |  |  |  |  | Glovebag Asbestos Abatement
22-02 82 13 16 |  |  |  |  | Precautions for Asbestos Abatement
22-02 82 13 19 |  |  |  |  | Asbestos Floor Tile and Mastic Abatement
22-02 82 13 33 |  |  |  |  | Asbestos Abatement for Utilities
22-02 82 16 |  |  |  | Engineering Control of Asbestos Containing Materials
22-02 82 33 |  |  |  | Removal and Disposal of Asbestos Containing Materials
22-02 83 00 |  |  | Lead Remediation
22-02 83 13 |  |  |  | Lead Hazard Control Activities
22-02 83 19 |  |  |  | Lead-Based Paint Remediation
22-02 83 19 13 |  |  |  |  | Lead-Based Paint Abatement
22-02 83 33 |  |  |  | Removal and Disposal of Material Containing Lead
22-02 83 33 13 |  |  |  |  | Lead-Based Paint Removal and Disposal
22-02 84 00 |  |  | Polychlorinate Biphenyl Remediation
22-02 84 16 |  |  |  | Handling of Lighting Ballasts and Lamps Containing PCBs and Mercury
22-02 84 33 |  |  |  | Removal and Disposal of Polychlorinate Biphenyls
22-02 86 00 |  |  | Hazardous Waste Drum Handling
22-02 87 00 |  |  | Biohazard Remediation
22-02 87 13 |  |  |  | Mold Remediation
22-02 87 13 13 |  |  |  |  | Precautions for Mold Remediation
22-02 87 13 16 |  |  |  |  | Mold Remediation Preparation and Containment
22-02 87 13 19 |  |  |  |  | Mold Remediation Clearance Air Sampling
22-02 87 13 33 |  |  |  |  | Removal and Disposal of Materials with Mold
22-02 87 16 |  |  |  | Excrement Removal
22-02 87 16 13 |  |  |  |  | Bird Excrement Removal
22-02 87 16 16 |  |  |  |  | Rodent Excrement Removal
22-03 00 00 | Concrete
22-03 01 00 |  |  | Maintenance of Concrete
22-03 01 10 |  |  |  | Maintenance of Concrete Forming and Accessories
22-03 01 20 |  |  |  | Maintenance of Concrete Reinforcing
22-03 01 23 |  |  |  | Maintenance of Stressing Tendons
22-03 01 30 |  |  |  | Maintenance of Cast-in-Place Concrete
22-03 01 30 51 |  |  |  |  | Cleaning of Cast-in-Place Concrete
22-03 01 30 61 |  |  |  |  | Resurfacing of Cast-in-Place Concrete
22-03 01 30 71 |  |  |  |  | Rehabilitation of Cast-in-Place Concrete
22-03 01 30 72 |  |  |  |  | Strengthening of Cast-in-Place Concrete
22-03 01 40 |  |  |  | Maintenance of Precast Concrete
22-03 01 40 51 |  |  |  |  | Cleaning of Precast Concrete
22-03 01 40 61 |  |  |  |  | Resurfacing of Precast Concrete
22-03 01 40 71 |  |  |  |  | Rehabilitation of Precast Concrete
22-03 01 40 72 |  |  |  |  | Strengthening of Precast Concrete
22-03 01 50 |  |  |  | Maintenance of Cast Decks and Underlayment
22-03 01 50 51 |  |  |  |  | Cleaning Cast Decks and Underlayment
22-03 01 50 61 |  |  |  |  | Resurfacing of Cast Decks and Underlayment
22-03 01 50 71 |  |  |  |  | Rehabilitation of Cast Decks and Underlayment
22-03 01 50 72 |  |  |  |  | Strengthening of Cast Decks and Underlayment
22-03 01 60 |  |  |  | Maintenance of Grouting
22-03 01 70 |  |  |  | Maintenance of Mass Concrete
22-03 01 80 |  |  |  | Maintenance of Concrete Cutting and Boring
22-03 03 00 |  |  | Conservation Treatment for Period Concrete
22-03 03 30 |  |  |  | Conservation Treatment for Period Cast-in-Place Concrete
22-03 03 31 |  |  |  | Conservation Treatment for Period Structural Concrete
22-03 03 33 |  |  |  | Conservation Treatment for Period Architectural Concrete
22-03 05 00 |  |  | Common Work Results for Concrete
22-03 05 05 |  |  |  | Selective Demolition for Concrete
22-03 08 00 |  |  | Commissioning of Concrete
22-03 10 00 |  | Concrete Forming and Accessories
22-03 11 00 |  |  | Concrete Forming
22-03 11 13 |  |  |  | Structural Cast-in-Place Concrete Forming
22-03 11 13 13 |  |  |  |  | Concrete Slip Forming
22-03 11 13 16 |  |  |  |  | Concrete Shoring
22-03 11 13 19 |  |  |  |  | Falsework
22-03 11 16 |  |  |  | Architectural Cast-in Place Concrete Forming
22-03 11 16 13 |  |  |  |  | Concrete Form Liners
22-03 11 19 |  |  |  | Insulating Concrete Forming
22-03 11 23 |  |  |  | Permanent Stair Forming
22-03 11 26 |  |  |  | Permanent Tier Forming
22-03 15 00 |  |  | Concrete Accessories
22-03 15 13 |  |  |  | Waterstops
22-03 15 13 13 |  |  |  |  | Non-Expanding Waterstops
22-03 15 13 16 |  |  |  |  | Expanding Waterstops
22-03 15 13 19 |  |  |  |  | Combination Expanding and Injection Hose Waterstops
22-03 15 13 21 |  |  |  |  | Injection Hose Waterstops
22-03 15 16 |  |  |  | Concrete Construction Joints
22-03 15 19 |  |  |  | Cast-In Concrete Anchors
22-03 15 21 |  |  |  | Termite Barrier
22-03 20 00 |  | Concrete Reinforcing
22-03 21 00 |  |  | Reinforcement Bars
22-03 21 11 |  |  |  | Plain Steel Reinforcement Bars
22-03 21 13 |  |  |  | Galvanized Reinforcement Steel Bars
22-03 21 16 |  |  |  | Epoxy-Coated Reinforcement Steel Bars
22-03 21 19 |  |  |  | Stainless Steel Reinforcement Bars
22-03 21 21 |  |  |  | Composite Reinforcement Bars
22-03 21 21 11 |  |  |  |  | Glass Fiber-Reinforced Polymer Reinforcement Bars
22-03 21 21 13 |  |  |  |  | Organic Fiber-Reinforced Polymer Reinforcement Bars
22-03 21 21 16 |  |  |  |  | Carbon Fiber-Reinforced Polymer Reinforcement Bars
22-03 22 00 |  |  | Fabric and Grid Reinforcing
22-03 22 13 |  |  |  | Galvanized Welded Wire Fabric Reinforcing
22-03 22 16 |  |  |  | Epoxy-Coated Welded Wire Fabric Reinforcing
22-03 22 19 |  |  |  | Composite Grid Reinforcing
22-03 23 00 |  |  | Stressed Tendon Reinforcing
22-03 24 00 |  |  | Fibrous Reinforcing
22-03 25 00 |  |  | Composite Reinforcing
22-03 25 13 |  |  |  | Glass Fiber-Reinforced Polymer Reinforcing
22-03 25 16 |  |  |  | Organic Fiber-Reinforced Polymer Reinforcing
22-03 25 19 |  |  |  | Carbon Fiber-Reinforced Polymer Reinforcing
22-03 30 00 |  | Cast-in-Place Concrete
22-03 30 53 |  |  |  | Miscellaneous Cast-in-Place Concrete
22-03 31 00 |  |  | Structural Concrete
22-03 31 13 |  |  |  | Heavyweight Structural Concrete
22-03 31 16 |  |  |  | Lightweight Structural Concrete
22-03 31 19 |  |  |  | Shrinkage-Compensating Structural Concrete
22-03 31 23 |  |  |  | High-Performance Structural Concrete
22-03 31 24 |  |  |  | Ultra High-Performance Structural Concrete
22-03 31 26 |  |  |  | Self-Compacting Concrete
22-03 33 00 |  |  | Architectural Concrete
22-03 33 13 |  |  |  | Heavyweight Architectural Concrete
22-03 33 16 |  |  |  | Lightweight Architectural Concrete
22-03 34 00 |  |  | Low Density Concrete
22-03 35 00 |  |  | Concrete Finishing
22-03 35 13 |  |  |  | High-Tolerance Concrete Floor Finishing
22-03 35 16 |  |  |  | Heavy-Duty Concrete Floor Finishing
22-03 35 19 |  |  |  | Colored Concrete Finishing
22-03 35 23 |  |  |  | Exposed Aggregate Concrete Finishing
22-03 35 26 |  |  |  | Grooved Concrete Surface Finishing
22-03 35 29 |  |  |  | Tooled Concrete Finishing
22-03 35 33 |  |  |  | Stamped Concrete Finishing
22-03 35 43 |  |  |  | Polished Concrete Finishing
22-03 35 43 13 |  |  |  |  | Polished and Dyed Concrete Finishing
22-03 35 43 16 |  |  |  |  | Polished and Stained Concrete Finishing
22-03 35 46 |  |  |  | Concrete Topical Treatments
22-03 37 00 |  |  | Specialty Placed Concrete
22-03 37 13 |  |  |  | Shotcrete
22-03 37 16 |  |  |  | Pumped Concrete
22-03 37 19 |  |  |  | Pneumatically Placed Concrete
22-03 37 23 |  |  |  | Roller-Compacted Concrete
22-03 37 26 |  |  |  | Underwater Placed Concrete
22-03 38 00 |  |  | Post-Tensioned Concrete
22-03 38 13 |  |  |  | Post-Tensioned Concrete Preparation
22-03 38 16 |  |  |  | Unbonded Post-Tensioned Concrete
22-03 38 19 |  |  |  | Bonded Post-Tensioned Concrete
22-03 39 00 |  |  | Concrete Curing
22-03 39 13 |  |  |  | Water Concrete Curing
22-03 39 16 |  |  |  | Sand Concrete Curing
22-03 39 23 |  |  |  | Membrane Concrete Curing
22-03 39 23 13 |  |  |  |  | Chemical Compound Membrane Concrete Curing
22-03 39 23 23 |  |  |  |  | Sheet Membrane Concrete Curing
22-03 40 00 |  | Precast Concrete
22-03 41 00 |  |  | Precast Structural Concrete
22-03 41 13 |  |  |  | Precast Concrete Hollow Core Planks
22-03 41 16 |  |  |  | Precast Concrete Slabs
22-03 41 23 |  |  |  | Precast Concrete Stairs
22-03 41 33 |  |  |  | Precast Structural Pretensioned Concrete
22-03 41 36 |  |  |  | Precast Structural Post-Tensioned Concrete
22-03 45 00 |  |  | Precast Architectural Concrete
22-03 45 13 |  |  |  | Faced Architectural Precast Concrete
22-03 45 33 |  |  |  | Precast Architectural Pretensioned Concrete
22-03 45 36 |  |  |  | Precast Architectural Post-Tensioned Concrete
22-03 47 00 |  |  | Site-Cast Concrete
22-03 47 13 |  |  |  | Tilt-Up Concrete
22-03 47 16 |  |  |  | Lift-Slab Concrete
22-03 48 00 |  |  | Precast Concrete Specialties
22-03 48 13 |  |  |  | Precast Concrete Bollards
22-03 48 13 11 |  |  |  |  | Precast Concrete Security Bollards
22-03 48 16 |  |  |  | Precast Concrete Splash Blocks
22-03 48 19 |  |  |  | Precast Concrete Stair Treads
22-03 48 26 |  |  |  | Precast Concrete Parking Bumpers
22-03 48 33 |  |  |  | Precast Pre-Framed Concrete Panels
22-03 48 43 |  |  |  | Precast Concrete Trim
22-03 49 00 |  |  | Glass-Fiber-Reinforced Concrete
22-03 49 13 |  |  |  | Glass-Fiber-Reinforced Concrete Column Covers
22-03 49 16 |  |  |  | Glass-Fiber-Reinforced Concrete Spandrels
22-03 49 43 |  |  |  | Glass-Fiber-Reinforced Concrete Trim
22-03 50 00 |  | Cast Decks and Underlayment
22-03 51 00 |  |  | Cast Roof Decks
22-03 51 13 |  |  |  | Cementitious Wood Fiber Decks
22-03 51 16 |  |  |  | Gypsum Concrete Roof Decks
22-03 52 00 |  |  | Lightweight Concrete Roof Insulation
22-03 52 13 |  |  |  | Composite Concrete Roof Insulation
22-03 52 16 |  |  |  | Lightweight Insulating Concrete
22-03 52 16 13 |  |  |  |  | Lightweight Cellular Insulating Concrete
22-03 52 16 16 |  |  |  |  | Lightweight Aggregate Insulating Concrete
22-03 53 00 |  |  | Concrete Topping
22-03 53 13 |  |  |  | Emery-Aggregate Concrete Topping
22-03 53 16 |  |  |  | Iron-Aggregate Concrete Topping
22-03 53 19 |  |  |  | Concrete Overlayment
22-03 54 00 |  |  | Cast Underlayment
22-03 54 13 |  |  |  | Gypsum Cement Underlayment
22-03 54 16 |  |  |  | Hydraulic Cement Underlayment
22-03 60 00 |  | Grouting
22-03 61 00 |  |  | Cementitious Grouting
22-03 61 13 |  |  |  | Dry-Pack Grouting
22-03 62 00 |  |  | Non-Shrink Grouting
22-03 62 13 |  |  |  | Non-Metallic Non-Shrink Grouting
22-03 62 16 |  |  |  | Metallic Non-Shrink Grouting
22-03 63 00 |  |  | Epoxy Grouting
22-03 64 00 |  |  | Injection Grouting
22-03 64 23 |  |  |  | Epoxy Injection Grouting
22-03 70 00 |  | Mass Concrete
22-03 71 00 |  |  | Mass Concrete for Raft Foundations
22-03 72 00 |  |  | Mass Concrete for Dams
22-03 80 00 |  | Concrete Cutting and Boring
22-03 81 00 |  |  | Concrete Cutting
22-03 81 13 |  |  |  | Flat Concrete Sawing
22-03 81 16 |  |  |  | Track Mounted Concrete Wall Sawing
22-03 81 19 |  |  |  | Wire Concrete Wall Sawing
22-03 81 23 |  |  |  | Hand Concrete Wall Sawing
22-03 81 26 |  |  |  | Chain Concrete Wall Sawing
22-03 82 00 |  |  | Concrete Boring
22-03 82 13 |  |  |  | Concrete Core Drilling
22-04 00 00 | Masonry
22-04 01 00 |  |  | Maintenance of Masonry
22-04 01 20 |  |  |  | Maintenance of Unit Masonry
22-04 01 20 41 |  |  |  |  | Unit Masonry Stabilization
22-04 01 20 51 |  |  |  |  | Unit Masonry Maintenance
22-04 01 20 52 |  |  |  |  | Unit Masonry Cleaning
22-04 01 20 91 |  |  |  |  | Unit Masonry Restoration
22-04 01 20 93 |  |  |  |  | Testing and Sampling Brick Units for Restoration
22-04 01 40 |  |  |  | Maintenance of Stone Assemblies
22-04 01 40 51 |  |  |  |  | Stone Maintenance
22-04 01 40 52 |  |  |  |  | Stone Cleaning
22-04 01 40 91 |  |  |  |  | Stone Restoration
22-04 01 50 |  |  |  | Maintenance of Refractory Masonry
22-04 01 60 |  |  |  | Maintenance of Corrosion-Resistant Masonry
22-04 01 70 |  |  |  | Maintenance of Manufactured Masonry
22-04 03 00 |  |  | Conservation Treatment for Period Masonry
22-04 03 01 |  |  |  | Maintenance for Period Masonry
22-04 03 01 13 |  |  |  |  | Period Masonry Cleaning
22-04 03 05 |  |  |  | Common Work Results for Period Masonry
22-04 03 05 13 |  |  |  |  | Period Masonry Mortaring
22-04 03 05 16 |  |  |  |  | Period Masonry Grouting
22-04 03 05 19 |  |  |  |  | Period Masonry Anchorage and Reinforcing
22-04 03 21 |  |  |  | Conservation Treatment for Period Clay Unit Masonry
22-04 03 21 19 |  |  |  |  | Clay Brick Conservation Treatment
22-04 03 21 21 |  |  |  |  | Terra Cotta Conservation Treatment
22-04 03 21 23 |  |  |  |  | Fiance Block Conservation Treatment
22-04 03 22 |  |  |  | Conservation Treatment for Period Concrete Unit Masonry
22-04 03 24 |  |  |  | Conservation Treatment for Period Adobe Unit Masonry
22-04 03 43 |  |  |  | Conservation Treatment for Period Stone Masonry
22-04 05 00 |  |  | Common Work Results for Masonry
22-04 05 05 |  |  |  | Selective Demolition for Masonry
22-04 05 13 |  |  |  | Masonry Mortaring
22-04 05 13 16 |  |  |  |  | Chemical-Resistant Masonry Mortaring
22-04 05 13 19 |  |  |  |  | Epoxy Masonry Mortaring
22-04 05 13 23 |  |  |  |  | Surface Bonding Masonry Mortaring
22-04 05 13 26 |  |  |  |  | Engineered Masonry Mortaring
22-04 05 13 29 |  |  |  |  | Refractory Masonry Mortaring
22-04 05 13 91 |  |  |  |  | Masonry Restoration Mortaring
22-04 05 16 |  |  |  | Masonry Grouting
22-04 05 16 16 |  |  |  |  | Chemical-Resistant Masonry Grouting
22-04 05 16 26 |  |  |  |  | Engineered Masonry Grouting
22-04 05 19 |  |  |  | Masonry Anchorage and Reinforcing
22-04 05 19 13 |  |  |  |  | Continuous Joint Reinforcing
22-04 05 19 16 |  |  |  |  | Masonry Anchors
22-04 05 19 26 |  |  |  |  | Masonry Reinforcing Bars
22-04 05 19 29 |  |  |  |  | Stone Anchors
22-04 05 21 |  |  |  | Masonry Strengthening
22-04 05 23 |  |  |  | Masonry Accessories
22-04 05 23 13 |  |  |  |  | Masonry Control and Expansion Joints
22-04 05 23 16 |  |  |  |  | Masonry Embedded Flashing
22-04 05 23 19 |  |  |  |  | Masonry Cavity Drainage, Weepholes, and Vents
22-04 08 00 |  |  | Commissioning of Masonry
22-04 20 00 |  | Unit Masonry
22-04 21 00 |  |  | Clay Unit Masonry
22-04 21 13 |  |  |  | Brick Masonry
22-04 21 13 13 |  |  |  |  | Brick Veneer Masonry
22-04 21 13 23 |  |  |  |  | Surface-Bonded Brick Masonry
22-04 21 16 |  |  |  | Ceramic Glazed Clay Masonry
22-04 21 19 |  |  |  | Clay Tile Masonry
22-04 21 23 |  |  |  | Structural Clay Tile Masonry
22-04 21 26 |  |  |  | Glazed Structural Clay Tile Masonry
22-04 21 29 |  |  |  | Terra Cotta Masonry
22-04 22 00 |  |  | Concrete Unit Masonry
22-04 22 00 13 |  |  |  |  | Concrete Unit Veneer Masonry
22-04 22 00 16 |  |  |  |  | Surface-Bonded Concrete Unit Masonry
22-04 22 19 |  |  |  | Insulated Concrete Unit Masonry
22-04 22 23 |  |  |  | Architectural Concrete Unit Masonry
22-04 22 23 13 |  |  |  |  | Exposed Aggregate Concrete Unit Masonry
22-04 22 23 16 |  |  |  |  | Fluted Concrete Unit Masonry
22-04 22 23 19 |  |  |  |  | Molded-Face Concrete Unit Masonry
22-04 22 23 23 |  |  |  |  | Prefaced Concrete Unit Masonry
22-04 22 23 26 |  |  |  |  | Sound-Absorbing Concrete Unit Masonry
22-04 22 23 29 |  |  |  |  | Split-Face Concrete Unit Masonry
22-04 22 26 |  |  |  | Autoclaved Aerated Concrete Unit Masonry
22-04 22 33 |  |  |  | Interlocking Concrete Unit Masonry
22-04 23 00 |  |  | Glass Unit Masonry
22-04 23 13 |  |  |  | Vertical Glass Unit Masonry
22-04 23 16 |  |  |  | Glass Unit Masonry Floors
22-04 23 19 |  |  |  | Glass Unit Masonry Skylights
22-04 24 00 |  |  | Adobe Unit Masonry
22-04 24 13 |  |  |  | Site-Cast Adobe Unit Masonry
22-04 24 16 |  |  |  | Manufactured Adobe Unit Masonry
22-04 25 00 |  |  | Unit Masonry Panels
22-04 25 13 |  |  |  | Metal-Supported Unit Masonry Panels
22-04 26 00 |  |  | Single-Wythe Unit Masonry
22-04 26 13 |  |  |  | Masonry Veneer
22-04 27 00 |  |  | Multiple-Wythe Unit Masonry
22-04 27 13 |  |  |  | Composite Unit Masonry
22-04 27 23 |  |  |  | Cavity Wall Unit Masonry
22-04 28 00 |  |  | Concrete Form Masonry Units
22-04 28 13 |  |  |  | Dry-Stacked, Concrete-Filled Masonry Units
22-04 28 23 |  |  |  | Mortar-Set, Concrete-Filled Masonry Units
22-04 29 00 |  |  | Engineered Unit Masonry
22-04 40 00 |  | Stone Assemblies
22-04 41 00 |  |  | Dry-Placed Stone
22-04 42 00 |  |  | Exterior Stone Cladding
22-04 42 13 |  |  |  | Masonry-Supported Stone Cladding
22-04 42 16 |  |  |  | Steel-Stud-Supported Stone Cladding
22-04 42 19 |  |  |  | Strongback-Frame-Supported Stone Cladding
22-04 42 23 |  |  |  | Truss-Supported Stone Cladding
22-04 42 26 |  |  |  | Grid-System-Supported Stone Cladding
22-04 42 43 |  |  |  | Stone Panels for Curtain Walls
22-04 43 00 |  |  | Stone Masonry
22-04 43 13 |  |  |  | Stone Masonry Veneer
22-04 43 13 13 |  |  |  |  | Anchored Stone Masonry Veneer
22-04 43 13 16 |  |  |  |  | Adhered Stone Masonry Veneer
22-04 43 16 |  |  |  | Stone Fabrications
22-04 50 00 |  | Refractory Masonry
22-04 51 00 |  |  | Flue Liner Masonry
22-04 52 00 |  |  | Combustion Chamber Masonry
22-04 53 00 |  |  | Castable Refractory Masonry
22-04 54 00 |  |  | Refractory Brick Masonry
22-04 57 00 |  |  | Masonry Fireplaces
22-04 57 33 |  |  |  | Modular Masonry Fireplaces
22-04 60 00 |  | Corrosion-Resistant Masonry
22-04 61 00 |  |  | Chemical-Resistant Brick Masonry
22-04 62 00 |  |  | Vitrified Clay Liner Plate
22-04 70 00 |  | Manufactured Masonry
22-04 71 00 |  |  | Manufactured Brick Masonry
22-04 71 13 |  |  |  | Calcium Silicate Manufactured Brick Masonry
22-04 72 00 |  |  | Cast Stone Masonry
22-04 73 00 |  |  | Manufactured Stone Masonry
22-04 73 13 |  |  |  | Calcium Silicate Manufactured Stone Masonry
22-04 73 23 |  |  |  | Lightweight Synthetic Stone
22-05 00 00 | Metals
22-05 01 00 |  |  | Maintenance of Metals
22-05 01 10 |  |  |  | Maintenance of Structural Metal Framing
22-05 01 20 |  |  |  | Maintenance of Metal Joists
22-05 01 30 |  |  |  | Maintenance of Metal Decking
22-05 01 40 |  |  |  | Maintenance of Cold-Formed Metal Framing
22-05 01 50 |  |  |  | Maintenance of Metal Fabrications
22-05 01 70 |  |  |  | Maintenance of Decorative Metal
22-05 01 70 91 |  |  |  |  | Historic Treatment of Decorative Metal
22-05 03 00 |  |  | Conservation Treatment for Period Metals
22-05 03 12 |  |  |  | Conservation Treatment for Period Structural Steel
22-05 03 12 13 |  |  |  |  | Conservation Treatment for Period Architecturally Exposed Steel
22-05 03 12 23 |  |  |  |  | Conservation Treatment for Period Structural Steel for Buildings
22-05 03 51 |  |  |  | Conservation Treatment for Period Metal Stairs
22-05 03 58 |  |  |  | Conservation Treatment for Period Column Covers
22-05 03 70 |  |  |  | Conservation Treatment for Period Decorative Metal
22-05 03 71 |  |  |  | Conservation Treatment for Period Decorative Metal Stairs
22-05 03 73 |  |  |  | Conservation Treatment for Period Decorative Metal Railings
22-05 03 75 |  |  |  | Conservation Treatment for Period Decorative Formed Metal
22-05 03 76 |  |  |  | Conservation Treatment for Period Decorative Forged Metal
22-05 05 00 |  |  | Common Work Results for Metals
22-05 05 05 |  |  |  | Selective Demolition for Metals
22-05 05 13 |  |  |  | Shop-Applied Coatings for Metal
22-05 05 19 |  |  |  | Post-Installed Concrete Anchors
22-05 05 23 |  |  |  | Metal Fastenings
22-05 05 53 |  |  |  | Security Metal Fastenings
22-05 08 00 |  |  | Commissioning of Metals
22-05 10 00 |  | Structural Metal Framing
22-05 12 00 |  |  | Structural Steel Framing
22-05 12 13 |  |  |  | Architecturally-Exposed Structural Steel Framing
22-05 12 16 |  |  |  | Fabricated Fire Protected Steel Columns
22-05 12 19 |  |  |  | Buckling Restrained Braces
22-05 12 23 |  |  |  | Structural Steel for Buildings
22-05 12 33 |  |  |  | Structural Steel for Bridges
22-05 13 00 |  |  | Structural Stainless-Steel Framing
22-05 14 00 |  |  | Structural Aluminum Framing
22-05 14 13 |  |  |  | Architecturally-Exposed Structural Aluminum Framing
22-05 15 00 |  |  | Wire Rope Assemblies
22-05 15 13 |  |  |  | Aluminum Wire Rope Assemblies
22-05 15 16 |  |  |  | Steel Wire Rope Assemblies
22-05 15 19 |  |  |  | Stainless-Steel Wire Rope Assemblies
22-05 16 00 |  |  | Structural Cabling
22-05 16 13 |  |  |  | Cable Bow Truss Assemblies
22-05 16 33 |  |  |  | Bridge Cabling
22-05 17 00 |  |  | Structural Rod Assemblies
22-05 19 00 |  |  | Tension Rod and Cable Truss Assemblies
22-05 19 13 |  |  |  | FaÃ§ade Support Truss Assemblies
22-05 19 19 |  |  |  | Canopy Support Truss Assemblies
22-05 20 00 |  | Metal Joists
22-05 21 00 |  |  | Steel Joist Framing
22-05 21 13 |  |  |  | Deep Longspan Steel Joist Framing
22-05 21 16 |  |  |  | Longspan Steel Joist Framing
22-05 21 19 |  |  |  | Open Web Steel Joist Framing
22-05 21 23 |  |  |  | Steel Joist Girder Framing
22-05 25 00 |  |  | Aluminum Joist Framing
22-05 30 00 |  | Metal Decking
22-05 31 00 |  |  | Steel Decking
22-05 31 13 |  |  |  | Steel Floor Decking
22-05 31 23 |  |  |  | Steel Roof Decking
22-05 31 33 |  |  |  | Steel Form Decking
22-05 33 00 |  |  | Aluminum Decking
22-05 33 13 |  |  |  | Aluminum Floor Decking
22-05 33 23 |  |  |  | Aluminum Roof Decking
22-05 34 00 |  |  | Acoustical Metal Decking
22-05 35 00 |  |  | Raceway Decking Assemblies
22-05 36 00 |  |  | Composite Metal Decking
22-05 36 13 |  |  |  | Composite Steel Plate and Elastomer Decking
22-05 40 00 |  | Cold-Formed Metal Framing
22-05 41 00 |  |  | Structural Metal Stud Framing
22-05 42 00 |  |  | Cold-Formed Metal Joist Framing
22-05 42 13 |  |  |  | Cold-Formed Metal Floor Joist Framing
22-05 42 23 |  |  |  | Cold-Formed Metal Roof Joist Framing
22-05 43 00 |  |  | Slotted Channel Framing
22-05 44 00 |  |  | Cold-Formed Metal Trusses
22-05 44 13 |  |  |  | Cold-Formed Metal Roof Trusses
22-05 45 00 |  |  | Metal Support Assemblies
22-05 45 13 |  |  |  | Mechanical Metal Supports
22-05 45 16 |  |  |  | Electrical Metal Supports
22-05 45 19 |  |  |  | Communications Metal Supports
22-05 45 23 |  |  |  | Healthcare Metal Supports
22-05 50 00 |  | Metal Fabrications
22-05 51 00 |  |  | Metal Stairs
22-05 51 13 |  |  |  | Metal Pan Stairs
22-05 51 16 |  |  |  | Metal Floor Plate Stairs
22-05 51 17 |  |  |  | Alternating Tread Stairs
22-05 51 19 |  |  |  | Metal Grating Stairs
22-05 51 23 |  |  |  | Metal Fire Escapes
22-05 51 33 |  |  |  | Metal Ladders
22-05 51 33 13 |  |  |  |  | Vertical Metal Ladders
22-05 51 33 16 |  |  |  |  | Inclined Metal Ladders
22-05 51 33 23 |  |  |  |  | Alternating Tread Ladders
22-05 51 36 |  |  |  | Metal Walkways
22-05 51 36 13 |  |  |  |  | Metal Catwalks
22-05 51 36 16 |  |  |  |  | Metal Ramps
22-05 51 36 19 |  |  |  |  | Metal Platforms
22-05 52 00 |  |  | Metal Railings
22-05 52 13 |  |  |  | Pipe and Tube Railings
22-05 53 00 |  |  | Metal Gratings
22-05 53 13 |  |  |  | Bar Gratings
22-05 53 16 |  |  |  | Plank Gratings
22-05 53 19 |  |  |  | Expanded Metal Gratings
22-05 54 00 |  |  | Metal Floor Plates
22-05 55 00 |  |  | Metal Stair Treads and Nosings
22-05 55 13 |  |  |  | Metal Stair Treads
22-05 55 16 |  |  |  | Metal Stair Nosings
22-05 56 00 |  |  | Metal Castings
22-05 58 00 |  |  | Formed Metal Fabrications
22-05 58 13 |  |  |  | Column Covers
22-05 58 16 |  |  |  | Formed Metal Enclosures
22-05 58 19 |  |  |  | Heating/Cooling Unit Covers
22-05 58 23 |  |  |  | Formed Metal Guards
22-05 59 00 |  |  | Metal Specialties
22-05 59 13 |  |  |  | Metal Balconies
22-05 59 63 |  |  |  | Detention Enclosures
22-05 70 00 |  | Decorative Metal
22-05 71 00 |  |  | Decorative Metal Stairs
22-05 71 13 |  |  |  | Fabricated Metal Spiral Stairs
22-05 73 00 |  |  | Decorative Metal Railings
22-05 73 13 |  |  |  | Glazed Decorative Metal Railings
22-05 73 16 |  |  |  | Wire Rope Decorative Metal Railings
22-05 74 00 |  |  | Decorative Metal Castings
22-05 75 00 |  |  | Decorative Formed Metal
22-05 76 00 |  |  | Decorative Forged Metal
22-05 77 00 |  |  | Decorative Extruded Metal
22-06 00 00 | Wood, Plastics, and Composites
22-06 01 00 |  |  | Maintenance of Wood, Plastics, and Composites
22-06 01 10 |  |  |  | Maintenance of Rough Carpentry
22-06 01 10 71 |  |  |  |  | Rough Carpentry Rehabilitation
22-06 01 10 91 |  |  |  |  | Rough Carpentry Restoration
22-06 01 10 92 |  |  |  |  | Rough Carpentry Preservation
22-06 01 20 |  |  |  | Maintenance of Finish Carpentry
22-06 01 20 71 |  |  |  |  | Finish Carpentry Rehabilitation
22-06 01 20 91 |  |  |  |  | Finish Carpentry Restoration
22-06 01 20 92 |  |  |  |  | Finish Carpentry Preservation
22-06 01 40 |  |  |  | Maintenance of Architectural Woodwork
22-06 01 40 51 |  |  |  |  | Architectural Woodwork Cleaning
22-06 01 40 61 |  |  |  |  | Architectural Woodwork Refinishing
22-06 01 40 91 |  |  |  |  | Architectural Woodwork Restoration
22-06 01 50 |  |  |  | Maintenance of Structural Plastics
22-06 01 60 |  |  |  | Maintenance of Plastic Fabrications
22-06 01 60 51 |  |  |  |  | Plastic Cleaning
22-06 01 60 71 |  |  |  |  | Plastic Rehabilitation
22-06 01 60 91 |  |  |  |  | Plastic Restoration
22-06 01 60 92 |  |  |  |  | Plastic Preservation
22-06 01 70 |  |  |  | Maintenance of Structural Composites
22-06 01 80 |  |  |  | Maintenance of Composite Assemblies
22-06 01 80 51 |  |  |  |  | Composite Cleaning
22-06 01 80 71 |  |  |  |  | Composite Rehabilitation
22-06 01 80 91 |  |  |  |  | Composite Restoration
22-06 01 80 92 |  |  |  |  | Composite Preservation
22-06 03 00 |  |  | Conservation Treatment for Period Wood
22-06 03 01 |  |  |  | Maintenance for Period Wood
22-06 03 01 31 |  |  |  |  | Period Wood Storage and Protection
22-06 03 05 |  |  |  | Common Work Results for Period Wood
22-06 03 05 73 |  |  |  |  | Long-term Period Wood Treatment
22-06 03 05 74 |  |  |  |  | Eradication of Insects in Period Wood
22-06 03 05 75 |  |  |  |  | Antiseptic Treatment of Period Wood
22-06 03 13 |  |  |  | Conservation Treatment of Period Log Construction
22-06 03 13 23 |  |  |  |  | Conservation Treatment for Period Heavy Timber
22-06 03 20 |  |  |  | Conservation Treatment for Period Finish Carpentry
22-06 03 20 13 |  |  |  |  | Period Exterior Finish Carpentry
22-06 03 20 23 |  |  |  |  | Period Interior Finish Carpentry
22-06 03 40 |  |  |  | Conservation Treatment for Period Architectural Woodwork
22-06 03 40 13 |  |  |  |  | Period Exterior Architectural Woodwork
22-06 03 40 23 |  |  |  |  | Period Interior Architectural Woodwork
22-06 05 00 |  |  | Common Work Results for Wood, Plastics, and Composites
22-06 05 05 |  |  |  | Selective Demolition for Wood, Plastics, and Composites
22-06 05 23 |  |  |  | Wood, Plastic, and Composite Fastenings
22-06 05 73 |  |  |  | Wood Treatment
22-06 05 73 13 |  |  |  |  | Fire-Retardant Wood Treatment
22-06 05 73 33 |  |  |  |  | Preservative Wood Treatment
22-06 05 73 91 |  |  |  |  | Long-Term Wood Treatment
22-06 05 73 93 |  |  |  |  | Eradication of Insects in Wood
22-06 05 73 96 |  |  |  |  | Antiseptic Treatment of Wood
22-06 05 83 |  |  |  | Shop-Applied Wood Coatings
22-06 08 00 |  |  | Commissioning of Wood, Plastics, and Composites
22-06 10 00 |  | Rough Carpentry
22-06 10 53 |  |  |  | Miscellaneous Rough Carpentry
22-06 10 63 |  |  |  | Exterior Rough Carpentry
22-06 11 00 |  |  | Wood Framing
22-06 11 13 |  |  |  | Engineered Wood Products
22-06 11 16 |  |  |  | Mechanically Graded Lumber
22-06 12 00 |  |  | Structural Panels
22-06 12 13 |  |  |  | Cementitious Reinforced Panels
22-06 12 16 |  |  |  | Stressed Skin Panels
22-06 13 00 |  |  | Heavy Timber Construction
22-06 13 13 |  |  |  | Log Construction
22-06 13 13 91 |  |  |  |  | Period Horizontal Log Work
22-06 13 16 |  |  |  | Pole Construction
22-06 13 23 |  |  |  | Heavy Timber Framing
22-06 13 26 |  |  |  | Heavy Timber Trusses
22-06 13 33 |  |  |  | Heavy Timber Pier Construction
22-06 14 00 |  |  | Treated Wood Foundations
22-06 15 00 |  |  | Wood Decking
22-06 15 13 |  |  |  | Wood Floor Decking
22-06 15 13 91 |  |  |  |  | Carvel Planking
22-06 15 16 |  |  |  | Wood Roof Decking
22-06 15 19 |  |  |  | Timber Decking
22-06 15 23 |  |  |  | Laminated Wood Decking
22-06 15 33 |  |  |  | Wood Patio Decking
22-06 16 00 |  |  | Sheathing
22-06 16 13 |  |  |  | Insulating Sheathing
22-06 16 23 |  |  |  | Subflooring
22-06 16 26 |  |  |  | Underlayment
22-06 16 33 |  |  |  | Wood Board Sheathing
22-06 16 36 |  |  |  | Wood Panel Product Sheathing
22-06 16 43 |  |  |  | Gypsum Sheathing
22-06 16 53 |  |  |  | Moisture-Resistant Sheathing Board
22-06 16 63 |  |  |  | Cementitious Sheathing
22-06 17 00 |  |  | Shop-Fabricated Structural Wood
22-06 17 13 |  |  |  | Laminated Veneer Lumber
22-06 17 19 |  |  |  | Cross-Laminated Timber
22-06 17 21 |  |  |  | Dowel-Laminated Timber
22-06 17 23 |  |  |  | Parallel Strand Lumber
22-06 17 33 |  |  |  | Wood I-Joists
22-06 17 36 |  |  |  | Metal-Web Wood Joists
22-06 17 43 |  |  |  | Rim Boards
22-06 17 53 |  |  |  | Shop-Fabricated Wood Trusses
22-06 18 00 |  |  | Glued-Laminated Construction
22-06 18 13 |  |  |  | Glued-Laminated Beams
22-06 18 16 |  |  |  | Glued-Laminated Columns
22-06 20 00 |  | Finish Carpentry
22-06 20 13 |  |  |  | Exterior Finish Carpentry
22-06 20 23 |  |  |  | Interior Finish Carpentry
22-06 22 00 |  |  | Millwork
22-06 22 13 |  |  |  | Standard Pattern Wood Trim
22-06 25 00 |  |  | Prefinished Paneling
22-06 25 13 |  |  |  | Prefinished Hardboard Paneling
22-06 25 16 |  |  |  | Prefinished Plywood Paneling
22-06 26 00 |  |  | Board Paneling
22-06 26 13 |  |  |  | Profile Board Paneling
22-06 40 00 |  | Architectural Woodwork
22-06 40 13 |  |  |  | Exterior Architectural Woodwork
22-06 40 23 |  |  |  | Interior Architectural Woodwork
22-06 41 00 |  |  | Architectural Wood Casework
22-06 41 13 |  |  |  | Wood-Veneer-Faced Architectural Cabinets
22-06 41 16 |  |  |  | Plastic-Laminate-Clad Architectural Cabinets
22-06 41 93 |  |  |  | Cabinet and Drawer Hardware
22-06 42 00 |  |  | Wood Paneling
22-06 42 13 |  |  |  | Wood Board Paneling
22-06 42 14 |  |  |  | Stile and Rail Wood Paneling
22-06 42 16 |  |  |  | Flush Wood Paneling
22-06 42 19 |  |  |  | Plastic-Laminate-Faced Wood Paneling
22-06 43 00 |  |  | Wood Stairs and Railings
22-06 43 13 |  |  |  | Wood Stairs
22-06 43 16 |  |  |  | Wood Railings
22-06 44 00 |  |  | Ornamental Woodwork
22-06 44 13 |  |  |  | Wood Turnings
22-06 44 16 |  |  |  | Wood Pilasters
22-06 44 19 |  |  |  | Wood Grilles
22-06 44 23 |  |  |  | Wood Corbels
22-06 44 26 |  |  |  | Wood Cupolas
22-06 44 29 |  |  |  | Wood Finials
22-06 44 33 |  |  |  | Wood Mantels
22-06 44 36 |  |  |  | Wood Pediment Heads
22-06 44 39 |  |  |  | Wood Posts and Columns
22-06 46 00 |  |  | Wood Trim
22-06 46 13 |  |  |  | Wood Door and Window Casings
22-06 46 16 |  |  |  | Wood Aprons
22-06 46 19 |  |  |  | Wood Base and Shoe Moldings
22-06 46 23 |  |  |  | Wood Chair Rails
22-06 46 26 |  |  |  | Wood Cornices
22-06 46 29 |  |  |  | Wood Fasciae and Soffits
22-06 46 33 |  |  |  | Wood Stops, Stools, and Sills
22-06 46 91 |  |  |  | Splicing of Wooden Components
22-06 48 00 |  |  | Wood Frames
22-06 48 13 |  |  |  | Exterior Wood Door Frames
22-06 48 16 |  |  |  | Interior Wood Door Frames
22-06 48 19 |  |  |  | Ornamental Wood Frames
22-06 48 23 |  |  |  | Stick-Built Wood Windows
22-06 48 26 |  |  |  | Wood-Veneer Frames
22-06 49 00 |  |  | Wood Screens and Shutters
22-06 49 13 |  |  |  | Wood Screens
22-06 49 16 |  |  |  | Wood Blinds
22-06 49 19 |  |  |  | Wood Shutters
22-06 50 00 |  | Structural Plastics
22-06 51 00 |  |  | Structural Plastic Shapes and Plates
22-06 51 13 |  |  |  | Plastic Lumber
22-06 52 00 |  |  | Plastic Structural Assemblies
22-06 53 00 |  |  | Plastic Decking
22-06 53 13 |  |  |  | Solid Plastic Decking
22-06 60 00 |  | Plastic Fabrications
22-06 61 00 |  |  | Cast Polymer Fabrications
22-06 61 13 |  |  |  | Simulated Stone Fabrications
22-06 61 16 |  |  |  | Solid Surfacing Fabrications
22-06 62 00 |  |  | Plastic Foam Fabrications
22-06 63 00 |  |  | Plastic Railings
22-06 64 00 |  |  | Plastic Paneling
22-06 64 13 |  |  |  | Plastic Lattice Paneling
22-06 65 00 |  |  | Plastic Trim
22-06 66 00 |  |  | Custom Ornamental Simulated Woodwork
22-06 70 00 |  | Structural Composites
22-06 71 00 |  |  | Structural Composite Shapes and Plates
22-06 71 13 |  |  |  | Composite Lumber
22-06 72 00 |  |  | Composite Structural Assemblies
22-06 72 13 |  |  |  | Composite Joist Assemblies
22-06 72 23 |  |  |  | Composite Stair Assemblies
22-06 73 00 |  |  | Composite Decking
22-06 73 13 |  |  |  | Composite Structural Decking
22-06 74 00 |  |  | Composite Gratings
22-06 74 13 |  |  |  | Fiberglass Reinforced Gratings
22-06 80 00 |  | Composite Fabrications
22-06 81 00 |  |  | Composite Railings
22-06 81 13 |  |  |  | Glass-Fiber-Reinforced Plastic Railings
22-06 82 00 |  |  | Composite Trim
22-06 83 00 |  |  | Composite Paneling
22-06 83 13 |  |  |  | Resin Composite Paneling
22-06 83 16 |  |  |  | Fiberglass Reinforced Paneling
22-07 00 00 | Thermal and Moisture Protection
22-07 01 00 |  |  | Operation and Maintenance of Thermal and Moisture Protection
22-07 01 10 |  |  |  | Maintenance of Dampproofing and Waterproofing
22-07 01 10 81 |  |  |  |  | Waterproofing Replacement
22-07 01 20 |  |  |  | Maintenance of Thermal Protection
22-07 01 30 |  |  |  | Maintenance of Steep Slope Roofing
22-07 01 40 |  |  |  | Maintenance of Roofing and Siding Panels
22-07 01 50 |  |  |  | Maintenance of Membrane Roofing
22-07 01 50 13 |  |  |  |  | Roof Moisture Survey
22-07 01 50 16 |  |  |  |  | Roof Maintenance Program
22-07 01 50 19 |  |  |  |  | Preparation for Re-Roofing
22-07 01 50 23 |  |  |  |  | Roof Removal
22-07 01 50 61 |  |  |  |  | Roof Re-Coating
22-07 01 50 81 |  |  |  |  | Roof Replacement
22-07 01 50 91 |  |  |  |  | Roofing Restoration
22-07 01 60 |  |  |  | Maintenance of Flashing and Sheet Metal
22-07 01 60 71 |  |  |  |  | Flashing and Sheet Metal Rehabilitation
22-07 01 60 91 |  |  |  |  | Flashing and Sheet Metal Restoration
22-07 01 60 92 |  |  |  |  | Flashing and Sheet Metal Preservation
22-07 01 70 |  |  |  | Operation and Maintenance of Roof Specialties and Accessories
22-07 01 80 |  |  |  | Maintenance of Fire and Smoke Protection
22-07 01 90 |  |  |  | Maintenance of Joint Protection
22-07 01 90 71 |  |  |  |  | Joint Sealant Rehabilitation
22-07 01 90 81 |  |  |  |  | Joint Sealant Replacement
22-07 03 00 |  |  | Conservation Treatment for Period Roofing
22-07 03 30 |  |  |  | Conservation Treatment for Period Steep Slope Roofing
22-07 03 30 13 |  |  |  |  | Conservation Treatment for Period Canvas Roofing
22-07 03 30 16 |  |  |  |  | Conservation Treatment for Period Board Roofing
22-07 03 31 |  |  |  | Conservation Treatment for Period Shingles and Shakes
22-07 03 31 16 |  |  |  |  | Conservation Treatment for Period Metal Shingles
22-07 03 31 26 |  |  |  |  | Conservation Treatment for Period Slate Shingles
22-07 03 31 29 |  |  |  |  | Conservation Treatment for Period Wood Shingles and Shakes
22-07 03 32 |  |  |  | Conservation Treatment for Period Roof Tiles
22-07 03 32 13 |  |  |  |  | Conservation Treatment for Period Clay Roof Tiles
22-07 03 32 16 |  |  |  |  | Conservation Treatment for Period Concrete Roof Tiles
22-07 03 32 19 |  |  |  |  | Conservation Treatment for Period Metal Roof Tiles
22-07 03 33 |  |  |  | Conservation Treatment for Period Natural Roof Coverings
22-07 03 33 13 |  |  |  |  | Conservation Treatment for Period Sod Roofing
22-07 03 40 |  |  |  | Conservation Treatment for Period Roofing and Siding Panels
22-07 03 41 |  |  |  | Conservative Treatment for Period Roof Panels
22-07 03 41 13 |  |  |  |  | Conservation Treatment for Period Metal Roof Panels
22-07 03 41 23 |  |  |  |  | Conservation Treatment for Period Wood Roof Panels
22-07 03 46 |  |  |  | Conservation Treatment for Period Wood Siding
22-07 03 60 |  |  |  | Conservation Treatment of Period Flashing and Sheet Metal
22-07 03 61 |  |  |  | Conservation Treatment for Period Sheet Metal Roofing
22-07 03 61 13 |  |  |  |  | Conservation Treatment for Period Standing Seam Sheet Metal Roofing
22-07 03 61 16 |  |  |  |  | Conservation Treatment for Period Batten Seam Sheet Metal Roofing
22-07 03 61 19 |  |  |  |  | Conservation Treatment for Period Flat Seam Sheet Metal Roofing
22-07 05 00 |  |  | Common Work Results for Thermal and Moisture Protection
22-07 05 05 |  |  |  | Selective Demolition for Thermal and Moisture Protection
22-07 05 43 |  |  |  | Cladding Support Systems
22-07 05 53 |  |  |  | Fire and Smoke Assembly Identification
22-07 08 00 |  |  | Commissioning of Thermal and Moisture Protection
22-07 10 00 |  | Dampproofing and Waterproofing
22-07 11 00 |  |  | Dampproofing
22-07 11 13 |  |  |  | Bituminous Dampproofing
22-07 11 16 |  |  |  | Cementitious Dampproofing
22-07 11 19 |  |  |  | Sheet Dampproofing
22-07 12 00 |  |  | Built-Up Bituminous Waterproofing
22-07 12 13 |  |  |  | Built-Up Asphalt Waterproofing
22-07 12 16 |  |  |  | Built-Up Coal Tar Waterproofing
22-07 13 00 |  |  | Sheet Waterproofing
22-07 13 13 |  |  |  | Bituminous Sheet Waterproofing
22-07 13 26 |  |  |  | Self-Adhering Sheet Waterproofing
22-07 13 52 |  |  |  | Modified Bituminous Sheet Waterproofing
22-07 13 53 |  |  |  | Elastomeric Sheet Waterproofing
22-07 13 54 |  |  |  | Thermoplastic Sheet Waterproofing
22-07 14 00 |  |  | Fluid-Applied Waterproofing
22-07 14 13 |  |  |  | Hot Fluid-Applied Rubberized Asphalt Waterproofing
22-07 14 14 |  |  |  | Hot Fluid-Applied Polyurea Waterproofing
22-07 14 16 |  |  |  | Cold Fluid-Applied Waterproofing
22-07 15 00 |  |  | Sheet Metal Waterproofing
22-07 15 13 |  |  |  | Sheet Lead Waterproofing
22-07 16 00 |  |  | Cementitious and Reactive Waterproofing
22-07 16 13 |  |  |  | Polymer Modified Cement Waterproofing
22-07 16 16 |  |  |  | Crystalline Waterproofing
22-07 16 19 |  |  |  | Metal Oxide Waterproofing
22-07 17 00 |  |  | Bentonite Waterproofing
22-07 17 13 |  |  |  | Bentonite Panel Waterproofing
22-07 17 16 |  |  |  | Bentonite Composite Sheet Waterproofing
22-07 18 00 |  |  | Traffic Coatings
22-07 18 13 |  |  |  | Pedestrian Traffic Coatings
22-07 18 16 |  |  |  | Vehicular Traffic Coatings
22-07 19 00 |  |  | Water Repellents
22-07 19 13 |  |  |  | Acrylic Water Repellents
22-07 19 16 |  |  |  | Silane Water Repellents
22-07 19 19 |  |  |  | Silicone Water Repellents
22-07 19 23 |  |  |  | Siloxane Water Repellents
22-07 19 26 |  |  |  | Stearate Water Repellents
22-07 19 29 |  |  |  | Penetrating Polyester Water Repellents
22-07 20 00 |  | Thermal Protection
22-07 21 00 |  |  | Thermal Insulation
22-07 21 13 |  |  |  | Board Insulation
22-07 21 13 13 |  |  |  |  | Foam Board Insulation
22-07 21 13 16 |  |  |  |  | Fibrous Board Insulation
22-07 21 13 19 |  |  |  |  | Mineral Board Insulation
22-07 21 16 |  |  |  | Blanket Insulation
22-07 21 19 |  |  |  | Foamed-In-Place Insulation
22-07 21 23 |  |  |  | Loose-Fill Insulation
22-07 21 26 |  |  |  | Blown Insulation
22-07 21 29 |  |  |  | Sprayed Insulation
22-07 21 53 |  |  |  | Reflective Insulation
22-07 21 63 |  |  |  | Fluid-Applied Insulative Coating
22-07 22 00 |  |  | Roof and Deck Insulation
22-07 22 13 |  |  |  | Asphaltic Perlite Concrete Deck
22-07 22 16 |  |  |  | Roof Board Insulation
22-07 24 00 |  |  | Exterior Insulation and Finish Systems
22-07 24 13 |  |  |  | Polymer-Based Exterior Insulation and Finish System
22-07 24 16 |  |  |  | Polymer-Modified Exterior Insulation and Finish System
22-07 24 19 |  |  |  | Water-Drainage Exterior Insulation and Finish System
22-07 24 23 |  |  |  | Direct-Applied Finish Systems
22-07 25 00 |  |  | Weather Barriers
22-07 26 00 |  |  | Vapor Retarders
22-07 26 13 |  |  |  | Above-Grade Vapor Retarders
22-07 26 16 |  |  |  | Below-Grade Vapor Retarders
22-07 26 23 |  |  |  | Below-Grade Gas Retarders
22-07 27 00 |  |  | Air Barriers
22-07 27 13 |  |  |  | Modified Bituminous Sheet Air Barriers
22-07 27 16 |  |  |  | Sheet Metal Membrane Air Barriers
22-07 27 19 |  |  |  | Plastic Sheet Air Barriers
22-07 27 23 |  |  |  | Board Product Air Barriers
22-07 27 26 |  |  |  | Fluid-Applied Membrane Air Barriers
22-07 27 36 |  |  |  | Sprayed Foam Air Barrier
22-07 30 00 |  | Steep Slope Roofing
22-07 30 91 |  |  |  | Canvas Roofing
22-07 31 00 |  |  | Shingles and Shakes
22-07 31 13 |  |  |  | Asphalt Shingles
22-07 31 13 13 |  |  |  |  | Fiberglass-Reinforced Asphalt Shingles
22-07 31 16 |  |  |  | Metal Shingles
22-07 31 19 |  |  |  | Mineral-Fiber Cement Shingles
22-07 31 23 |  |  |  | Porcelain Enamel Shingles
22-07 31 26 |  |  |  | Slate Shingles
22-07 31 29 |  |  |  | Wood Shingles and Shakes
22-07 31 29 13 |  |  |  |  | Wood Shingles
22-07 31 29 16 |  |  |  |  | Wood Shakes
22-07 31 33 |  |  |  | Composite Rubber Shingles
22-07 31 53 |  |  |  | Plastic Shakes
22-07 32 00 |  |  | Roof Tiles
22-07 32 13 |  |  |  | Clay Roof Tiles
22-07 32 14 |  |  |  | Ceramic and Porcelain Roof Tiles
22-07 32 16 |  |  |  | Concrete Roof Tiles
22-07 32 19 |  |  |  | Metal Roof Tiles
22-07 32 23 |  |  |  | Mineral-Fiber Cement Roof Tiles
22-07 32 26 |  |  |  | Plastic Roof Tiles
22-07 32 29 |  |  |  | Rubber Tiles/Panels
22-07 33 00 |  |  | Natural Roof Coverings
22-07 33 13 |  |  |  | Sod Roofing
22-07 33 16 |  |  |  | Thatched Roofing
22-07 33 63 |  |  |  | Vegetated Steep-Slope Roofing
22-07 40 00 |  | Roofing and Siding Panels
22-07 41 00 |  |  | Roof Panels
22-07 41 13 |  |  |  | Metal Roof Panels
22-07 41 16 |  |  |  | Insulated Metal Roof Panels
22-07 41 23 |  |  |  | Wood Roof Panels
22-07 41 33 |  |  |  | Plastic Roof Panels
22-07 41 43 |  |  |  | Composite Roof Panels
22-07 41 63 |  |  |  | Fabricated Roof Panel Assemblies
22-07 42 00 |  |  | Wall Panels
22-07 42 13 |  |  |  | Metal Wall Panels
22-07 42 13 13 |  |  |  |  | Formed Metal Wall Panels
22-07 42 13 16 |  |  |  |  | Metal Plate Wall Panels
22-07 42 13 19 |  |  |  |  | Insulated Metal Wall Panels
22-07 42 13 23 |  |  |  |  | Metal Composite Material Wall Panels
22-07 42 23 |  |  |  | Wood Wall Panels
22-07 42 26 |  |  |  | Tile Wall Panels
22-07 42 29 |  |  |  | Terra Cotta Wall Panels
22-07 42 33 |  |  |  | Plastic Wall Panels
22-07 42 43 |  |  |  | Composite Wall Panels
22-07 42 46 |  |  |  | Cementitious Wall Panels
22-07 42 63 |  |  |  | Fabricated Wall Panel Assemblies
22-07 42 93 |  |  |  | Soffit Panels
22-07 44 00 |  |  | Faced Panels
22-07 44 13 |  |  |  | Aggregate Coated Panels
22-07 44 16 |  |  |  | Porcelain Enameled Faced Panels
22-07 44 19 |  |  |  | Tile-Faced Panels
22-07 44 23 |  |  |  | Ceramic-Tile-Faced Panels
22-07 44 33 |  |  |  | Metal Faced Panels
22-07 44 53 |  |  |  | Glass-Fiber-Reinforced Cementitious Panels
22-07 44 56 |  |  |  | Mineral-Fiber-Reinforced Cementitious Panels
22-07 44 63 |  |  |  | Fabricated Faced Panel Assemblies
22-07 46 00 |  |  | Siding
22-07 46 16 |  |  |  | Aluminum Siding
22-07 46 19 |  |  |  | Steel Siding
22-07 46 21 |  |  |  | Zinc Siding
22-07 46 23 |  |  |  | Wood Siding
22-07 46 24 |  |  |  | Wood Shingle and Shake Siding
22-07 46 24 13 |  |  |  |  | Wood Shingle Siding
22-07 46 24 16 |  |  |  |  | Wood Shake Siding
22-07 46 26 |  |  |  | Hardboard Siding
22-07 46 29 |  |  |  | Plywood Siding
22-07 46 33 |  |  |  | Plastic Siding
22-07 46 43 |  |  |  | Composition Siding
22-07 46 46 |  |  |  | Fiber-Cement Siding
22-07 46 63 |  |  |  | Fabricated Panel Assemblies with Siding
22-07 50 00 |  | Membrane Roofing
22-07 51 00 |  |  | Built-Up Bituminous Roofing
22-07 51 13 |  |  |  | Built-Up Asphalt Roofing
22-07 51 13 13 |  |  |  |  | Cold-Applied Built-Up Asphalt Roofing
22-07 51 16 |  |  |  | Built-Up Coal Tar Roofing
22-07 51 23 |  |  |  | Glass-Fiber-Reinforced Asphalt Emulsion Roofing
22-07 52 00 |  |  | Modified Bituminous Membrane Roofing
22-07 52 13 |  |  |  | Atactic-Polypropylene-Modified Bituminous Membrane Roofing
22-07 52 13 11 |  |  |  |  | Cold Adhesive Applied Atactic-Polypropylene-Modified Bituminous Membrane Roofing
22-07 52 13 13 |  |  |  |  | Torch-Applied Atactic-Polypropylene-Modified Bituminous Membrane Roofing
22-07 52 13 14 |  |  |  |  | Mechanically Fastened Atactic-Polypropylene-Modified Bituminous Membrane Roofing
22-07 52 16 |  |  |  | Styrene-Butadiene-Styrene Modified Bituminous Membrane Roofing
22-07 52 16 11 |  |  |  |  | Cold Adhesive Styrene-Butadiene-Styrene Modified Bituminous Membrane Roofing
22-07 52 16 12 |  |  |  |  | Hot-Mopped Styrene-Butadiene-Styrene Modified Bituminous Membrane Roofing
22-07 52 16 13 |  |  |  |  | Torch-Applied Styrene-Butadiene-Styrene Modified Bituminous Membrane Roofing
22-07 52 16 14 |  |  |  |  | Mechanically Fastened Styrene-Butadiene-Styrene Modified Bituminous Membrane Roofing
22-07 53 00 |  |  | Elastomeric Membrane Roofing
22-07 53 13 |  |  |  | Chlorinated-Polyethylene Roofing
22-07 53 16 |  |  |  | Chlorosulfonate-Polyethylene Roofing
22-07 53 23 |  |  |  | Ethylene-Propylene-Diene-Monomer Roofing
22-07 53 29 |  |  |  | Polyisobutylene Roofing
22-07 54 00 |  |  | Thermoplastic Membrane Roofing
22-07 54 13 |  |  |  | Copolymer-Alloy Roofing
22-07 54 16 |  |  |  | Ketone Ethylene Ester Roofing
22-07 54 19 |  |  |  | Polyvinyl-Chloride Roofing
22-07 54 23 |  |  |  | Thermoplastic-Polyolefin Roofing
22-07 54 26 |  |  |  | Nitrile-Butadiene-Polymer Roofing
22-07 55 00 |  |  | Protected Membrane Roofing
22-07 55 51 |  |  |  | Built-Up Bituminous Protected Membrane Roofing
22-07 55 52 |  |  |  | Modified Bituminous Protected Membrane Roofing
22-07 55 53 |  |  |  | Elastomeric Protected Membrane Roofing
22-07 55 54 |  |  |  | Thermoplastic Protected Membrane Roofing
22-07 55 56 |  |  |  | Fluid-Applied Protected Membrane Roofing
22-07 55 56 13 |  |  |  |  | Hot-Applied Rubberized Asphalt Protected Membrane Roofing
22-07 55 63 |  |  |  | Vegetated Protected Membrane Roofing
22-07 56 00 |  |  | Fluid-Applied Roofing
22-07 57 00 |  |  | Coated Foamed Roofing
22-07 57 13 |  |  |  | Sprayed Polyurethane Foam Roofing
22-07 58 00 |  |  | Roll Roofing
22-07 60 00 |  | Flashing and Sheet Metal
22-07 61 00 |  |  | Sheet Metal Roofing
22-07 61 13 |  |  |  | Standing Seam Sheet Metal Roofing
22-07 61 16 |  |  |  | Batten Seam Sheet Metal Roofing
22-07 61 19 |  |  |  | Flat Seam Sheet Metal Roofing
22-07 62 00 |  |  | Sheet Metal Flashing and Trim
22-07 62 13 |  |  |  | Fabricated Copings
22-07 62 16 |  |  |  | Fabricated Counterflashing Systems
22-07 62 19 |  |  |  | Fabricated Gravel Stops and Fasciae
22-07 62 23 |  |  |  | Fabricated Gutters and Downspouts
22-07 62 29 |  |  |  | Fabricated Roof Expansion Joints
22-07 62 33 |  |  |  | Fabricated Scuppers
22-07 63 00 |  |  | Sheet Metal Roofing Specialties
22-07 64 00 |  |  | Sheet Metal Wall Cladding
22-07 64 13 |  |  |  | Standing Seam Sheet Metal Wall Cladding
22-07 64 16 |  |  |  | Batten Seam Sheet Metal Wall Cladding
22-07 64 19 |  |  |  | Flat Seam Sheet Metal Wall Cladding
22-07 65 00 |  |  | Flexible Flashing
22-07 65 13 |  |  |  | Laminated Sheet Flashing
22-07 65 16 |  |  |  | Modified Bituminous Sheet Flashing
22-07 65 19 |  |  |  | Plastic Sheet Flashing
22-07 65 23 |  |  |  | Rubber Sheet Flashing
22-07 65 26 |  |  |  | Self-Adhering Sheet Flashing
22-07 70 00 |  | Roof and Wall Specialties and Accessories
22-07 71 00 |  |  | Roof Specialties
22-07 71 13 |  |  |  | Manufactured Copings
22-07 71 16 |  |  |  | Manufactured Counterflashing Systems
22-07 71 19 |  |  |  | Manufactured Gravel Stops and Fasciae
22-07 71 23 |  |  |  | Manufactured Gutters and Downspouts
22-07 71 23 13 |  |  |  |  | Gutter Debris Guards
22-07 71 26 |  |  |  | Reglets
22-07 71 29 |  |  |  | Manufactured Roof Expansion Joints
22-07 71 33 |  |  |  | Manufactured Scuppers
22-07 72 00 |  |  | Roof Accessories
22-07 72 13 |  |  |  | Manufactured Curbs
22-07 72 23 |  |  |  | Relief Vents
22-07 72 26 |  |  |  | Ridge Vents
22-07 72 33 |  |  |  | Roof Hatches
22-07 72 36 |  |  |  | Smoke Vents
22-07 72 39 |  |  |  | Operable Roof Vents
22-07 72 43 |  |  |  | Roof Walk Boards
22-07 72 46 |  |  |  | Roof Walkways
22-07 72 53 |  |  |  | Snow Guards
22-07 72 63 |  |  |  | Waste Containment Assemblies
22-07 72 73 |  |  |  | Vegetated Roof Systems
22-07 76 00 |  |  | Roof Pavers
22-07 76 13 |  |  |  | Roof Ballast Pavers
22-07 76 16 |  |  |  | Roof Decking Pavers
22-07 77 00 |  |  | Wall Specialties
22-07 80 00 |  | Fire and Smoke Protection
22-07 81 00 |  |  | Applied Fire Protection
22-07 81 13 |  |  |  | Cement Aggregate Fire Protection
22-07 81 16 |  |  |  | Cementitious Fire Protection
22-07 81 19 |  |  |  | Foamed Magnesium-Oxychloride Fire Protection
22-07 81 23 |  |  |  | Intumescent Fire Protection
22-07 81 26 |  |  |  | Magnesium Cement Fire Protection
22-07 81 29 |  |  |  | Mineral-Fiber Cementitious Fire Protection
22-07 81 33 |  |  |  | Mineral-Fiber Fire Protection
22-07 82 00 |  |  | Board Fire Protection
22-07 82 13 |  |  |  | Calcium-Silicate Board Fire Protection
22-07 82 16 |  |  |  | Slag-Fiber Board Fire Protection
22-07 84 00 |  |  | Firestopping
22-07 84 13 |  |  |  | Penetration Firestopping
22-07 84 13 13 |  |  |  |  | Penetration Firestopping Mortars
22-07 84 13 16 |  |  |  |  | Penetration Firestopping Devices
22-07 84 43 |  |  |  | Joint Firestopping
22-07 84 53 |  |  |  | Building Perimeter Firestopping
22-07 86 00 |  |  | Smoke Seals
22-07 87 00 |  |  | Smoke Containment Barriers
22-07 90 00 |  | Joint Protection
22-07 91 00 |  |  | Preformed Joint Seals
22-07 91 13 |  |  |  | Compression Seals
22-07 91 16 |  |  |  | Joint Gaskets
22-07 91 23 |  |  |  | Backer Rods
22-07 91 26 |  |  |  | Joint Fillers
22-07 92 00 |  |  | Joint Sealants
22-07 92 13 |  |  |  | Elastomeric Joint Sealants
22-07 92 16 |  |  |  | Rigid Joint Sealants
22-07 92 19 |  |  |  | Acoustical Joint Sealants
22-07 95 00 |  |  | Expansion Control
22-07 95 13 |  |  |  | Expansion Joint Cover Assemblies
22-07 95 13 13 |  |  |  |  | Interior Expansion Joint Cover Assemblies
22-07 95 13 16 |  |  |  |  | Exterior Expansion Joint Cover Assemblies
22-07 95 13 19 |  |  |  |  | Parking Deck Expansion Joint Cover Assemblies
22-07 95 53 |  |  |  | Joint Slide Bearings
22-07 95 63 |  |  |  | Bridge Expansion Joint Cover Assemblies
22-08 00 00 | Openings
22-08 01 00 |  |  | Operation and Maintenance of Openings
22-08 01 10 |  |  |  | Operation and Maintenance of Doors and Frames
22-08 01 11 |  |  |  | Operation and Maintenance of Metal Doors and Frames
22-08 01 14 |  |  |  | Operation and Maintenance of Wood Doors
22-08 01 15 |  |  |  | Operation and Maintenance of Plastic Doors
22-08 01 16 |  |  |  | Operation and Maintenance of Composite Doors
22-08 01 17 |  |  |  | Operation and Maintenance of Integrated Door Opening Assemblies
22-08 01 30 |  |  |  | Operation and Maintenance of Specialty Doors and Frames
22-08 01 32 |  |  |  | Operation and Maintenance of Sliding Glass Doors
22-08 01 33 |  |  |  | Operation and Maintenance of Coiling Doors and Grilles
22-08 01 34 |  |  |  | Operation and Maintenance of Special Function Doors
22-08 01 35 |  |  |  | Operation and Maintenance of Folding Doors and Grilles
22-08 01 36 |  |  |  | Operation and Maintenance of Panel Doors
22-08 01 39 |  |  |  | Operation and Maintenance of Traffic Doors
22-08 01 40 |  |  |  | Operation and Maintenance of Entrances, Storefronts, and Curtain Walls
22-08 01 41 |  |  |  | Operation and Maintenance of Entrances
22-08 01 42 |  |  |  | Operation and Maintenance of Storefronts
22-08 01 44 |  |  |  | Operation and Maintenance of Curtain Walls
22-08 01 50 |  |  |  | Operation and Maintenance of Windows
22-08 01 51 |  |  |  | Operation and Maintenance of Metal Windows
22-08 01 52 |  |  |  | Operation and Maintenance of Wood Windows
22-08 01 52 61 |  |  |  |  | Wood Window Repairs
22-08 01 52 71 |  |  |  |  | Wood Window Rehabilitation
22-08 01 52 81 |  |  |  |  | Wood Window Replacement
22-08 01 52 91 |  |  |  |  | Wood Window Restoration
22-08 01 52 93 |  |  |  |  | Historic Treatment of Wood Windows
22-08 01 53 |  |  |  | Operation and Maintenance of Plastic Windows
22-08 01 54 |  |  |  | Operation and Maintenance of Composite Windows
22-08 01 56 |  |  |  | Operation and Maintenance of Special Function Windows
22-08 01 60 |  |  |  | Operation and Maintenance of Skylights and Roof Windows
22-08 01 61 |  |  |  | Operation and Maintenance of Roof Windows
22-08 01 62 |  |  |  | Operation and Maintenance of Unit Skylights
22-08 01 63 |  |  |  | Operation and Maintenance of Metal-Framed Skylights
22-08 01 64 |  |  |  | Operation and Maintenance of Plastic-Framed Skylights
22-08 01 70 |  |  |  | Operation and Maintenance of Hardware
22-08 01 71 |  |  |  | Operation and Maintenance of Door Hardware
22-08 01 74 |  |  |  | Operation and Maintenance of Access Control Hardware
22-08 01 75 |  |  |  | Operation and Maintenance of Window Hardware
22-08 01 80 |  |  |  | Maintenance of Glazing
22-08 01 81 |  |  |  | Maintenance of Glass Glazing
22-08 01 84 |  |  |  | Maintenance of Plastic Glazing
22-08 01 88 |  |  |  | Maintenance of Special Function Glazing
22-08 01 90 |  |  |  | Operation and Maintenance of Louvers and Vents
22-08 01 91 |  |  |  | Operation and Maintenance of Louvers
22-08 01 92 |  |  |  | Operation and Maintenance of Louvered Equipment Enclosures
22-08 01 95 |  |  |  | Operation and Maintenance of Vents
22-08 03 00 |  |  | Conservation Treatment for Period Openings
22-08 03 11 |  |  |  | Conservation Treatment for Period Metal Doors and Frames
22-08 03 11 23 |  |  |  |  | Conservation Treatment for Period Bronze Doors and Frames
22-08 03 14 |  |  |  | Conservation Treatment for Period Wood Doors
22-08 03 14 23 |  |  |  |  | Conservation Treatment for Period Metal-Faced Wood Doors
22-08 03 14 33 |  |  |  |  | Conservation Treatment for Period Stile and Rail Wood Doors
22-08 03 30 |  |  |  | Conservation Treatment for Period Specialty Doors and Frames
22-08 03 34 |  |  |  | Conservation Treatment for Period Special Function Doors
22-08 03 34 59 |  |  |  |  | Conservation Treatment for Period Vault Doors
22-08 03 50 |  |  |  | Conservation Treatment for Period Windows
22-08 03 51 |  |  |  | Conservation Treatment for Period Metal Windows
22-08 03 51 16 |  |  |  |  | Conservation Treatment for Period Bronze Windows
22-08 03 51 23 |  |  |  |  | Conservation Treatment for Period Steel Windows
22-08 03 52 |  |  |  | Conservation Treatment for Period Wood Windows
22-08 03 70 |  |  |  | Conservation Treatment for Period Hardware
22-08 03 71 |  |  |  | Conservation Treatment for Period Door Hardware
22-08 03 75 |  |  |  | Conservation Treatment for Period Window Hardware
22-08 03 90 |  |  |  | Conservation Treatment for Period Louvers and Vents
22-08 03 91 |  |  |  | Conservation Treatment for Period Louvers
22-08 03 95 |  |  |  | Conservation Treatment for Period Vents
22-08 05 00 |  |  | Common Work Results for Openings
22-08 05 05 |  |  |  | Selective Demolition for Openings
22-08 08 00 |  |  | Commissioning of Openings
22-08 10 00 |  | Doors and Frames
22-08 11 00 |  |  | Metal Doors and Frames
22-08 11 13 |  |  |  | Hollow Metal Doors and Frames
22-08 11 13 13 |  |  |  |  | Standard Hollow Metal Doors and Frames
22-08 11 13 16 |  |  |  |  | Custom Hollow Metal Doors and Frames
22-08 11 16 |  |  |  | Aluminum Doors and Frames
22-08 11 19 |  |  |  | Stainless-Steel Doors and Frames
22-08 11 23 |  |  |  | Bronze Doors and Frames
22-08 11 63 |  |  |  | Metal Screen and Storm Doors and Frames
22-08 11 63 13 |  |  |  |  | Steel Screen and Storm Doors and Frames
22-08 11 63 23 |  |  |  |  | Aluminum Screen and Storm Doors and Frames
22-08 11 66 |  |  |  | Metal Screen Doors and Frames
22-08 11 66 13 |  |  |  |  | Steel Screen Doors and Frames
22-08 11 66 23 |  |  |  |  | Aluminum Screen Doors and Frames
22-08 11 69 |  |  |  | Metal Storm Doors and Frames
22-08 11 69 13 |  |  |  |  | Steel Storm Doors and Frames
22-08 11 69 23 |  |  |  |  | Aluminum Storm Doors and Frames
22-08 11 73 |  |  |  | Sliding Metal Fire Doors
22-08 11 74 |  |  |  | Sliding Metal Grilles
22-08 12 00 |  |  | Metal Frames
22-08 12 13 |  |  |  | Hollow Metal Frames
22-08 12 13 13 |  |  |  |  | Standard Hollow Metal Frames
22-08 12 13 53 |  |  |  |  | Custom Hollow Metal Frames
22-08 12 16 |  |  |  | Aluminum Frames
22-08 12 16 13 |  |  |  |  | Fire-Rated Aluminum Frames
22-08 12 19 |  |  |  | Stainless-Steel Frames
22-08 12 23 |  |  |  | Bronze Frames
22-08 13 00 |  |  | Metal Doors
22-08 13 13 |  |  |  | Hollow Metal Doors
22-08 13 13 13 |  |  |  |  | Standard Hollow Metal Doors
22-08 13 13 53 |  |  |  |  | Custom Hollow Metal Doors
22-08 13 16 |  |  |  | Aluminum Doors
22-08 13 16 13 |  |  |  |  | Aluminum Terrace Doors
22-08 13 19 |  |  |  | Stainless-Steel Doors
22-08 13 23 |  |  |  | Bronze Doors
22-08 13 73 |  |  |  | Sliding Metal Doors
22-08 13 76 |  |  |  | Bifolding Metal Doors
22-08 14 00 |  |  | Wood Doors
22-08 14 13 |  |  |  | Carved Wood Doors
22-08 14 16 |  |  |  | Flush Wood Doors
22-08 14 23 |  |  |  | Clad Wood Doors
22-08 14 23 13 |  |  |  |  | Metal-Faced Wood Doors
22-08 14 23 16 |  |  |  |  | Plastic-Laminate-Faced Wood Doors
22-08 14 23 17 |  |  |  |  | Plastic-Faced Wood Doors
22-08 14 23 19 |  |  |  |  | Molded-Hardboard-Faced Wood Doors
22-08 14 29 |  |  |  | Prefinished Wood Doors
22-08 14 33 |  |  |  | Stile and Rail Wood Doors
22-08 14 33 13 |  |  |  |  | Wood Terrace Doors
22-08 14 66 |  |  |  | Wood Screen Doors
22-08 14 69 |  |  |  | Wood Storm Doors
22-08 14 73 |  |  |  | Sliding Wood Doors
22-08 14 76 |  |  |  | Bifolding Wood Doors
22-08 15 00 |  |  | Plastic Doors
22-08 15 13 |  |  |  | Laminated Plastic Doors
22-08 15 16 |  |  |  | Solid Plastic Doors
22-08 15 66 |  |  |  | Plastic Screen Doors
22-08 15 69 |  |  |  | Plastic Storm Doors
22-08 15 73 |  |  |  | Sliding Plastic Doors
22-08 15 76 |  |  |  | Bifolding Plastic Doors
22-08 16 00 |  |  | Composite Doors
22-08 16 13 |  |  |  | Fiberglass Doors
22-08 16 73 |  |  |  | Sliding Composite Doors
22-08 16 76 |  |  |  | Bifolding Composite Doors
22-08 17 00 |  |  | Integrated Door Opening Assemblies
22-08 17 13 |  |  |  | Integrated Metal Door Opening Assemblies
22-08 17 23 |  |  |  | Integrated Wood Door Opening Assemblies
22-08 17 33 |  |  |  | Integrated Plastic Door Opening Assemblies
22-08 17 43 |  |  |  | Integrated Composite Door Opening Assemblies
22-08 18 00 |  |  | Glass Doors
22-08 18 13 |  |  |  | Swinging Glass Doors
22-08 18 16 |  |  |  | Sliding Glass Doors
22-08 18 19 |  |  |  | Bifolding Glass Doors
22-08 30 00 |  | Specialty Doors and Frames
22-08 31 00 |  |  | Access Doors and Panels
22-08 31 13 |  |  |  | Access Doors and Frames
22-08 31 13 53 |  |  |  |  | Security Access Doors and Frames
22-08 31 16 |  |  |  | Access Panels and Frames
22-08 31 23 |  |  |  | Floor Doors
22-08 32 13 |  |  |  | Sliding Aluminum-Framed Glass Doors
22-08 32 16 |  |  |  | Sliding Plastic-Framed Glass Doors
22-08 32 19 |  |  |  | Sliding Wood-Framed Glass Doors
22-08 33 00 |  |  | Coiling Doors and Grilles
22-08 33 13 |  |  |  | Coiling Counter Doors
22-08 33 16 |  |  |  | Coiling Counter Grilles
22-08 33 23 |  |  |  | Overhead Coiling Doors
22-08 33 23 13 |  |  |  |  | Overhead Rapid Coiling Doors
22-08 33 26 |  |  |  | Overhead Coiling Grilles
22-08 33 33 |  |  |  | Side Coiling Doors
22-08 33 36 |  |  |  | Side Coiling Grilles
22-08 33 43 |  |  |  | Overhead Coiling Smoke Curtains
22-08 33 44 |  |  |  | Overhead Coiling Fire Curtains
22-08 34 00 |  |  | Special Function Doors
22-08 34 13 |  |  |  | Cold Storage Doors
22-08 34 16 |  |  |  | Hangar Doors
22-08 34 19 |  |  |  | Industrial Doors
22-08 34 33 |  |  |  | Lightproof Doors
22-08 34 36 |  |  |  | Darkroom Doors
22-08 34 46 |  |  |  | Radio-Frequency-Interference Shielding Doors
22-08 34 49 |  |  |  | Radiation Shielding Doors and Frames
22-08 34 49 13 |  |  |  |  | Neutron Shielding Doors and Frames
22-08 34 53 |  |  |  | Security Doors and Frames
22-08 34 56 |  |  |  | Security Gates
22-08 34 58 |  |  |  | File Room Doors and Frames
22-08 34 59 |  |  |  | Vault Doors and Day Gates
22-08 34 73 |  |  |  | Sound Control Door Assemblies
22-08 34 73 13 |  |  |  |  | Metal Sound Control Door Assemblies
22-08 34 73 16 |  |  |  |  | Wood Sound Control Door Assemblies
22-08 35 00 |  |  | Folding Doors and Grilles
22-08 35 13 |  |  |  | Folding Doors
22-08 35 13 13 |  |  |  |  | Accordion Folding Doors
22-08 35 13 23 |  |  |  |  | Accordion Folding Fire Doors
22-08 35 13 33 |  |  |  |  | Panel Folding Doors
22-08 35 16 |  |  |  | Folding Grilles
22-08 35 16 13 |  |  |  |  | Accordion Folding Grilles
22-08 36 00 |  |  | Panel Doors
22-08 36 13 |  |  |  | Sectional Doors
22-08 36 16 |  |  |  | Single-Panel Doors
22-08 36 19 |  |  |  | Multi-Leaf Vertical Lift Doors
22-08 36 23 |  |  |  | Telescoping Vertical Lift Doors
22-08 38 00 |  |  | Traffic Doors
22-08 38 13 |  |  |  | Flexible Strip Doors
22-08 38 16 |  |  |  | Flexible Traffic Doors
22-08 38 19 |  |  |  | Rigid Traffic Doors
22-08 39 00 |  |  | Pressure-Resistant Doors
22-08 39 13 |  |  |  | Airtight Doors
22-08 39 19 |  |  |  | Watertight Doors
22-08 39 23 |  |  |  | Tornado Resistant Door Assemblies
22-08 39 53 |  |  |  | Blast-Resistant Doors
22-08 40 00 |  | Entrances, Storefronts, and Curtain Walls
22-08 41 00 |  |  | Entrances and Storefronts
22-08 41 13 |  |  |  | Aluminum-Framed Entrances and Storefronts
22-08 41 13 13 |  |  |  |  | Fire-Rated Aluminum-Framed Entrances and Storefronts
22-08 41 16 |  |  |  | Bronze-Framed Entrances and Storefronts
22-08 41 19 |  |  |  | Stainless-Steel-Framed Entrances and Storefronts
22-08 41 23 |  |  |  | Steel-Framed Entrances and Storefronts
22-08 41 26 |  |  |  | All-Glass Entrances and Storefronts
22-08 41 26 13 |  |  |  |  | Point Supported All-Glass Storefronts
22-08 42 00 |  |  | Entrances
22-08 42 13 |  |  |  | Aluminum-Framed Entrances
22-08 42 26 |  |  |  | All-Glass Entrances
22-08 42 29 |  |  |  | Automatic Entrances
22-08 42 29 13 |  |  |  |  | Folding Automatic Entrances
22-08 42 29 23 |  |  |  |  | Sliding Automatic Entrances
22-08 42 29 33 |  |  |  |  | Swinging Automatic Entrances
22-08 42 33 |  |  |  | Revolving Door Entrances
22-08 42 33 13 |  |  |  |  | Security Revolving Door Entrances
22-08 42 36 |  |  |  | Balanced Door Entrances
22-08 42 39 |  |  |  | Pressure-Resistant Entrances
22-08 42 43 |  |  |  | Intensive Care Unit/Critical Care Unit Entrances
22-08 43 00 |  |  | Storefronts
22-08 43 11 |  |  |  | Timber-Framed Storefronts
22-08 43 13 |  |  |  | Aluminum-Framed Storefronts
22-08 43 13 13 |  |  |  |  | Fire-Rated Aluminum Storefronts
22-08 43 16 |  |  |  | Bronze-Framed Storefronts
22-08 43 19 |  |  |  | Stainless-Steel-Framed Storefronts
22-08 43 23 |  |  |  | Steel-Framed Storefronts
22-08 43 26 |  |  |  | All-Glass Storefronts
22-08 43 27 |  |  |  | Channel Glass Storefronts
22-08 43 29 |  |  |  | Sliding Storefronts
22-08 44 00 |  |  | Curtain Wall and Glazed Assemblies
22-08 44 11 |  |  |  | Glazed Timber Curtain Walls
22-08 44 12 |  |  |  | Glazed Composite Curtain Wall
22-08 44 12 13 |  |  |  |  | Glazed Fiberglass Curtain Wall
22-08 44 13 |  |  |  | Glazed Aluminum Curtain Walls
22-08 44 16 |  |  |  | Glazed Bronze Curtain Walls
22-08 44 18 |  |  |  | Glazed Steel Curtain Walls
22-08 44 19 |  |  |  | Glazed Stainless-Steel Curtain Walls
22-08 44 23 |  |  |  | Structural Sealant Glazed Curtain Walls
22-08 44 26 |  |  |  | Structural Glass Curtain Walls
22-08 44 26 13 |  |  |  |  | Glass Framed Point Supported Glass Curtain Walls
22-08 44 26 16 |  |  |  |  | Metal Framed Point Supported Glass Curtain Walls
22-08 44 26 23 |  |  |  |  | Cable Framed Point Supported Glass Curtain Walls
22-08 44 33 |  |  |  | Sloped Glazing Assemblies
22-08 45 00 |  |  | Translucent Wall and Roof Assemblies
22-08 45 13 |  |  |  | Structured-Polycarbonate-Panel Assemblies
22-08 45 23 |  |  |  | Fiberglass-Sandwich-Panel Assemblies
22-08 46 00 |  |  | Window Wall Assemblies
22-08 50 00 |  | Windows
22-08 51 00 |  |  | Metal Windows
22-08 51 13 |  |  |  | Aluminum Windows
22-08 51 16 |  |  |  | Bronze Windows
22-08 51 19 |  |  |  | Stainless-Steel Windows
22-08 51 23 |  |  |  | Steel Windows
22-08 51 23 13 |  |  |  |  | Hot-Rolled Steel Windows
22-08 51 23 23 |  |  |  |  | Cold-Rolled Steel Windows
22-08 51 66 |  |  |  | Metal Window Screens
22-08 51 69 |  |  |  | Metal Storm Windows
22-08 52 00 |  |  | Wood Windows
22-08 52 13 |  |  |  | Metal-Clad Wood Windows
22-08 52 16 |  |  |  | Plastic-Clad Wood Windows
22-08 52 66 |  |  |  | Wood Window Screens
22-08 52 69 |  |  |  | Wood Storm Windows
22-08 53 00 |  |  | Plastic Windows
22-08 53 13 |  |  |  | Vinyl Windows
22-08 53 66 |  |  |  | Vinyl Window Screens
22-08 53 69 |  |  |  | Vinyl Storm Windows
22-08 54 00 |  |  | Composite Windows
22-08 54 13 |  |  |  | Fiberglass Windows
22-08 54 66 |  |  |  | Fiberglass Window Screens
22-08 54 69 |  |  |  | Fiberglass Storm Windows
22-08 54 73 |  |  |  | Vinyl-Wood Composite Windows
22-08 55 00 |  |  | Pressure-Resistant Windows
22-08 55 13 |  |  |  | Tornado-Resistant Windows
22-08 55 23 |  |  |  | Blast-Resistant Windows
22-08 56 00 |  |  | Special Function Windows
22-08 56 19 |  |  |  | Pass Windows
22-08 56 46 |  |  |  | Radio-Frequency-Interference Shielding Windows
22-08 56 49 |  |  |  | Radiation Shielding Windows
22-08 56 53 |  |  |  | Security Windows
22-08 56 56 |  |  |  | Security Window Screens
22-08 56 59 |  |  |  | Service and Teller Window Units
22-08 56 73 |  |  |  | Sound Control Windows
22-08 56 88 |  |  |  | Interior Insulating Windows
22-08 60 00 |  | Roof Windows and Skylights
22-08 61 00 |  |  | Roof Windows
22-08 61 13 |  |  |  | Metal Roof Windows
22-08 61 16 |  |  |  | Wood Roof Windows
22-08 62 00 |  |  | Unit Skylights
22-08 62 13 |  |  |  | Domed Unit Skylights
22-08 62 16 |  |  |  | Pyramidal Unit Skylights
22-08 62 19 |  |  |  | Vaulted Unit Skylights
22-08 62 23 |  |  |  | Tubular Skylights
22-08 63 00 |  |  | Metal-Framed Skylights
22-08 63 13 |  |  |  | Domed Metal-Framed Skylights
22-08 63 16 |  |  |  | Pyramidal Metal-Framed Skylights
22-08 63 19 |  |  |  | Vaulted Metal-Framed Skylights
22-08 63 23 |  |  |  | Ridge Metal-Framed Skylights
22-08 63 53 |  |  |  | Motorized Metal-Framed Skylights
22-08 64 00 |  |  | Plastic-Framed Skylights
22-08 65 00 |  |  | Glazed Canopies
22-08 65 13 |  |  |  | Suspended Glazed Canopies
22-08 67 00 |  |  | Skylight Protection and Screens
22-08 70 00 |  | Hardware
22-08 71 00 |  |  | Door Hardware
22-08 71 13 |  |  |  | Power Door Operators
22-08 71 53 |  |  |  | Security Door Hardware
22-08 74 00 |  |  | Non-Integrated Access Control Hardware
22-08 74 13 |  |  |  | Non-Integrated Card Key Access Control Hardware
22-08 74 16 |  |  |  | Non-Integrated Keypad Access Control Hardware
22-08 74 19 |  |  |  | Non-Integrated Biometric Identity Access Control Hardware
22-08 75 00 |  |  | Window Hardware
22-08 75 13 |  |  |  | Automatic Window Equipment
22-08 75 16 |  |  |  | Window Operators
22-08 78 00 |  |  | Special Function Hardware
22-08 79 00 |  |  | Hardware Accessories
22-08 79 13 |  |  |  | Key Storage Equipment
22-08 80 00 |  | Glazing
22-08 81 00 |  |  | Glass Glazing
22-08 81 13 |  |  |  | Decorative Glass Glazing
22-08 81 23 |  |  |  | Exterior Glass Glazing
22-08 81 26 |  |  |  | Interior Glass Glazing
22-08 83 00 |  |  | Mirrors
22-08 83 13 |  |  |  | Mirrored Glass Glazing
22-08 83 16 |  |  |  | Mirrored Plastic Glazing
22-08 84 00 |  |  | Plastic Glazing
22-08 84 13 |  |  |  | Decorative Plastic Glazing
22-08 85 00 |  |  | Glazing Accessories
22-08 87 00 |  |  | Glazing Surface Films
22-08 87 13 |  |  |  | Solar Control Films
22-08 87 23 |  |  |  | Safety and Security Films
22-08 87 23 13 |  |  |  |  | Safety Films
22-08 87 23 16 |  |  |  |  | Security Films
22-08 87 26 |  |  |  | Bird Control Film
22-08 87 33 |  |  |  | Decorative Films
22-08 88 00 |  |  | Special Function Glazing
22-08 88 13 |  |  |  | Fire-Rated Glazing
22-08 88 19 |  |  |  | Hurricane-Resistant Glazing
22-08 88 23 |  |  |  | Cable Suspended Glazing
22-08 88 33 |  |  |  | Transparent Mirrored Glazing
22-08 88 36 |  |  |  | Switchable Glass
22-08 88 36 16 |  |  |  |  | Electronically Controlled Switchable Glass
22-08 88 39 |  |  |  | Pressure-Resistant Glazing
22-08 88 49 |  |  |  | Radiation-Resistant Glazing
22-08 88 53 |  |  |  | Security Glazing
22-08 88 56 |  |  |  | Ballistics-Resistant Glazing
22-08 90 00 |  | Louvers and Vents
22-08 91 00 |  |  | Louvers
22-08 91 13 |  |  |  | Motorized Wall Louvers
22-08 91 16 |  |  |  | Operable Wall Louvers
22-08 91 19 |  |  |  | Fixed Louvers
22-08 91 26 |  |  |  | Door Louvers
22-08 92 00 |  |  | Louvered Equipment Enclosures
22-08 95 00 |  |  | Vents
22-08 95 13 |  |  |  | Soffit Vents
22-08 95 16 |  |  |  | Wall Vents
22-08 95 33 |  |  |  | Explosion Vents
22-08 95 43 |  |  |  | Flood Vents
22-09 00 00 | Finishes
22-09 01 00 |  |  | Maintenance of Finishes
22-09 01 20 |  |  |  | Maintenance of Plaster and Gypsum Board
22-09 01 20 91 |  |  |  |  | Plaster Restoration
22-09 01 30 |  |  |  | Maintenance of Tiling
22-09 01 30 91 |  |  |  |  | Tile Restoration
22-09 01 50 |  |  |  | Maintenance of Ceilings
22-09 01 50 91 |  |  |  |  | Ceiling Restoration
22-09 01 60 |  |  |  | Maintenance of Flooring
22-09 01 60 91 |  |  |  |  | Flooring Restoration
22-09 01 70 |  |  |  | Maintenance of Wall Finishes
22-09 01 70 91 |  |  |  |  | Wall Finish Restoration
22-09 01 80 |  |  |  | Maintenance of Acoustic Treatment
22-09 01 90 |  |  |  | Maintenance of Painting and Coating
22-09 01 90 51 |  |  |  |  | Paint Cleaning
22-09 01 90 52 |  |  |  |  | Maintenance Repainting
22-09 01 90 53 |  |  |  |  | Maintenance Coatings
22-09 01 90 61 |  |  |  |  | Repainting
22-09 01 90 91 |  |  |  |  | Paint Restoration
22-09 01 90 92 |  |  |  |  | Coating Restoration
22-09 01 90 93 |  |  |  |  | Paint Preservation
22-09 03 00 |  |  | Conservation Treatment of Period Finishes
22-09 03 21 |  |  |  | Conservation Treatment for Period Plaster Assemblies
22-09 03 25 |  |  |  | Conservation Treatment for Period Plastering
22-09 03 25 23 |  |  |  |  | Conservation Treatment for Period Lime-Based Plaster
22-09 03 30 |  |  |  | Conservation Treatment for Period Tile
22-09 03 50 |  |  |  | Conservation Treatment for Period Ceilings
22-09 03 51 |  |  |  | Conservation Treatment for Period Suspended Ceilings
22-09 03 56 |  |  |  | Conservation Treatment for Textured Ceilings
22-09 03 56 16 |  |  |  |  | Conservation Treatment for Period Metal-Panel Textured Ceilings
22-09 03 60 |  |  |  | Conservation Treatment for Period Flooring
22-09 03 63 |  |  |  | Conservation Treatment for Period Masonry Flooring
22-09 03 63 13 |  |  |  |  | Conservation Treatment for Period Brick Flooring
22-09 03 63 40 |  |  |  |  | Conservation Treatment for Period Stone Flooring
22-09 03 64 |  |  |  | Conservation Treatment for Period Wood Flooring
22-09 03 64 29 |  |  |  |  | Conservation Treatment for Period Wood Strip and Plank Flooring
22-09 03 65 |  |  |  | Conservation Treatment for Period Resilient Flooring
22-09 03 65 16 |  |  |  |  | Conservation Treatment for Period Resilient Sheet Flooring
22-09 03 66 |  |  |  | Conservation Treatment for Period Terrazzo Flooring
22-09 03 70 |  |  |  | Conservation Treatment for Period Wall Finishes
22-09 03 72 |  |  |  | Conservation Treatment for Period Wall Coverings
22-09 03 90 |  |  |  | Conservation Treatment for Period Painting and Coating
22-09 03 91 |  |  |  | Conservation Treatment for Period Painted Surfaces
22-09 03 91 13 |  |  |  |  | Conservation Treatment for Period Exterior Painting
22-09 03 91 23 |  |  |  |  | Conservation Treatment for Period Interior Painting
22-09 05 00 |  |  | Common Work Results for Finishes
22-09 05 05 |  |  |  | Selective Demolition for Finishes
22-09 05 13 |  |  |  | Common Finishes
22-09 05 61 |  |  |  | Common Work Results for Flooring Preparation
22-09 05 61 13 |  |  |  |  | Moisture Vapor Emission Control
22-09 05 71 |  |  |  | Acoustic Underlayment
22-09 08 00 |  |  | Commissioning of Finishes
22-09 20 00 |  | Plaster and Gypsum Board
22-09 21 00 |  |  | Plaster and Gypsum Board Assemblies
22-09 21 13 |  |  |  | Plaster Assemblies
22-09 21 16 |  |  |  | Gypsum Board Assemblies
22-09 21 16 23 |  |  |  |  | Gypsum Board Shaft Wall Assemblies
22-09 21 16 33 |  |  |  |  | Gypsum Board Area Separation Wall Assemblies
22-09 22 00 |  |  | Supports for Plaster and Gypsum Board
22-09 22 13 |  |  |  | Metal Furring
22-09 22 13 13 |  |  |  |  | Metal Channel Furring
22-09 22 13 23 |  |  |  |  | Resilient Channel Furring
22-09 22 16 |  |  |  | Non-Structural Metal Framing
22-09 22 16 13 |  |  |  |  | Non-Structural Metal Stud Framing
22-09 22 26 |  |  |  | Suspension Systems
22-09 22 26 23 |  |  |  |  | Metal Suspension Systems
22-09 22 26 33 |  |  |  |  | Plastic Suspension Systems
22-09 22 36 |  |  |  | Lath
22-09 22 36 13 |  |  |  |  | Gypsum Lath
22-09 22 36 23 |  |  |  |  | Metal Lath
22-09 22 39 |  |  |  | Veneer Plaster Base
22-09 23 00 |  |  | Gypsum Plastering
22-09 23 13 |  |  |  | Acoustical Gypsum Plastering
22-09 23 82 |  |  |  | Fire Protected Gypsum Plastering
22-09 24 00 |  |  | Cement Plastering
22-09 24 13 |  |  |  | Acoustical Cement Plastering
22-09 24 23 |  |  |  | Cement Stucco
22-09 24 33 |  |  |  | Cement Parging
22-09 25 00 |  |  | Other Plastering
22-09 25 13 |  |  |  | Acrylic Plastering
22-09 25 13 13 |  |  |  |  | Acrylic Plaster Finish
22-09 25 23 |  |  |  | Lime Based Plastering
22-09 25 26 |  |  |  | Natural Clay Plastering
22-09 26 00 |  |  | Veneer Plastering
22-09 26 13 |  |  |  | Gypsum Veneer Plastering
22-09 27 00 |  |  | Plaster Fabrications
22-09 27 13 |  |  |  | Glass-Fiber-Reinforced Gypsum Fabrications
22-09 27 23 |  |  |  | Simulated Plaster Fabrications
22-09 28 00 |  |  | Backing Boards and Underlayments
22-09 28 13 |  |  |  | Cementitious Backing Boards
22-09 28 16 |  |  |  | Glass-Mat Faced Gypsum Backing Boards
22-09 28 19 |  |  |  | Fibered Gypsum Backing Boards
22-09 29 00 |  |  | Gypsum Board
22-09 29 82 |  |  |  | Gypsum Board Fire Protection
22-09 30 00 |  | Tiling
22-09 30 13 |  |  |  | Ceramic Tiling
22-09 30 16 |  |  |  | Quarry Tiling
22-09 30 19 |  |  |  | Paver Tiling
22-09 30 23 |  |  |  | Glass Tiling
22-09 30 26 |  |  |  | Plastic Tiling
22-09 30 29 |  |  |  | Metal Tiling
22-09 30 33 |  |  |  | Stone Tiling
22-09 30 36 |  |  |  | Concrete Tiling
22-09 30 39 |  |  |  | Brick Tiling
22-09 31 00 |  |  | Thin-Set Tiling
22-09 31 13 |  |  |  | Thin-Set Ceramic Tiling
22-09 31 16 |  |  |  | Thin-Set Quarry Tiling
22-09 31 19 |  |  |  | Thin-Set Paver Tiling
22-09 31 23 |  |  |  | Thin-Set Glass Mosaic Tiling
22-09 31 26 |  |  |  | Thin-Set Plastic Tiling
22-09 31 29 |  |  |  | Thin-Set Metal Tiling
22-09 31 33 |  |  |  | Thin-Set Stone Tiling
22-09 31 36 |  |  |  | Thin-Set Concrete Tiling
22-09 32 00 |  |  | Mortar-Bed Tiling
22-09 32 13 |  |  |  | Mortar-Bed Ceramic Tiling
22-09 32 16 |  |  |  | Mortar-Bed Quarry Tiling
22-09 32 19 |  |  |  | Mortar-Bed Paver Tiling
22-09 32 23 |  |  |  | Mortar-Bed Glass Mosaic Tiling
22-09 32 26 |  |  |  | Mortar-Bed Plastic Tiling
22-09 32 29 |  |  |  | Mortar-Bed Metal Tiling
22-09 32 33 |  |  |  | Mortar-Bed Stone Tiling
22-09 32 36 |  |  |  | Mortar-Bed Concrete Tiling
22-09 33 00 |  |  | Conductive Tiling
22-09 33 13 |  |  |  | Conductive Ceramic Tiling
22-09 33 16 |  |  |  | Conductive Quarry Tiling
22-09 33 19 |  |  |  | Conductive Paver Tiling
22-09 33 23 |  |  |  | Conductive Glass Mosaic Tiling
22-09 33 26 |  |  |  | Conductive Plastic Tiling
22-09 33 29 |  |  |  | Conductive Metal Tiling
22-09 33 33 |  |  |  | Conductive Stone Tiling
22-09 33 36 |  |  |  | Conductive Concrete Tiling
22-09 34 00 |  |  | Waterproofing-Membrane Tiling
22-09 34 13 |  |  |  | Waterproofing-Membrane Ceramic Tiling
22-09 34 16 |  |  |  | Waterproofing-Membrane Quarry Tiling
22-09 34 19 |  |  |  | Waterproofing-Membrane Paver Tiling
22-09 34 23 |  |  |  | Waterproofing-Membrane Glass Mosaic Tiling
22-09 34 26 |  |  |  | Waterproofing-Membrane Plastic Tiling
22-09 34 29 |  |  |  | Waterproofing-Membrane Metal Tiling
22-09 34 33 |  |  |  | Waterproofing-Membrane Stone Tiling
22-09 34 36 |  |  |  | Waterproofing-Membrane Concrete Tiling
22-09 35 00 |  |  | Chemical-Resistant Tiling
22-09 35 13 |  |  |  | Chemical-Resistant Ceramic Tiling
22-09 35 16 |  |  |  | Chemical-Resistant Quarry Tiling
22-09 35 19 |  |  |  | Chemical-Resistant Paver Tiling
22-09 35 23 |  |  |  | Chemical-Resistant Glass Mosaic Tiling
22-09 35 26 |  |  |  | Chemical-Resistant Plastic Tiling
22-09 35 29 |  |  |  | Chemical-Resistant Metal Tiling
22-09 35 33 |  |  |  | Chemical-Resistant Stone Tiling
22-09 35 36 |  |  |  | Chemical-Resistant Concrete Tiling
22-09 50 00 |  | Ceilings
22-09 51 00 |  |  | Acoustical Ceilings
22-09 51 13 |  |  |  | Acoustical Panel Ceilings
22-09 51 14 |  |  |  | Acoustical Fabric-Faced Panel Ceilings
22-09 51 23 |  |  |  | Acoustical Tile Ceilings
22-09 51 26 |  |  |  | Acoustical Wood Ceilings
22-09 51 33 |  |  |  | Acoustical Metal Pan Ceilings
22-09 51 33 13 |  |  |  |  | Acoustical Snap-in Metal Pan Ceilings
22-09 51 53 |  |  |  | Direct-Applied Acoustical Ceilings
22-09 53 00 |  |  | Acoustical Ceiling Suspension Assemblies
22-09 53 13 |  |  |  | Curved Profile Ceiling Suspension Assemblies
22-09 53 23 |  |  |  | Metal Acoustical Ceiling Suspension Assemblies
22-09 53 33 |  |  |  | Plastic Acoustical Ceiling Suspension Assemblies
22-09 54 00 |  |  | Specialty Ceilings
22-09 54 13 |  |  |  | Open Metal Mesh Ceilings
22-09 54 16 |  |  |  | Luminous Ceilings
22-09 54 19 |  |  |  | Mirror Panel Ceilings
22-09 54 21 |  |  |  | Metal Pan Ceilings
22-09 54 23 |  |  |  | Linear Metal Ceilings
22-09 54 26 |  |  |  | Suspended Wood Ceilings
22-09 54 29 |  |  |  | Suspended Plastic Ceilings
22-09 54 33 |  |  |  | Decorative Panel Ceilings
22-09 54 36 |  |  |  | Suspended Decorative Grids
22-09 54 43 |  |  |  | Stretched-Fabric Ceiling Systems
22-09 54 46 |  |  |  | Fabric-Wrapped Ceiling Panels
22-09 54 53 |  |  |  | Fiberglass Reinforced Panel Ceilings
22-09 56 00 |  |  | Textured Ceilings
22-09 56 13 |  |  |  | Gypsum-Panel Textured Ceilings
22-09 56 16 |  |  |  | Metal-Panel Textured Ceilings
22-09 56 19 |  |  |  | Plastic-Panel Textured Ceilings
22-09 57 00 |  |  | Special Function Ceilings
22-09 57 53 |  |  |  | Security Ceiling Assemblies
22-09 58 00 |  |  | Integrated Ceiling Assemblies
22-09 60 00 |  | Flooring
22-09 61 00 |  |  | Flooring Treatment
22-09 61 13 |  |  |  | Slip-Resistant Flooring Treatment
22-09 61 19 |  |  |  | Concrete Floor Staining
22-09 61 36 |  |  |  | Static-Resistant Flooring Treatment
22-09 62 00 |  |  | Specialty Flooring
22-09 62 13 |  |  |  | Asphaltic Plank Flooring
22-09 62 16 |  |  |  | Concrete Plank Flooring
22-09 62 19 |  |  |  | Laminate Flooring
22-09 62 26 |  |  |  | Leather Flooring
22-09 62 29 |  |  |  | Cork Flooring
22-09 62 35 |  |  |  | Acid-Resistant Flooring
22-09 62 48 |  |  |  | Acoustic Flooring
22-09 62 53 |  |  |  | Synthetic Turf Flooring
22-09 62 63 |  |  |  | Metal Flooring
22-09 62 63 13 |  |  |  |  | Aluminum Flooring
22-09 62 63 16 |  |  |  |  | Stainless Steel Flooring
22-09 62 83 |  |  |  | Structural Glass Flooring
22-09 63 00 |  |  | Masonry Flooring
22-09 63 13 |  |  |  | Brick Flooring
22-09 63 13 35 |  |  |  |  | Chemical-Resistant Brick Flooring
22-09 63 40 |  |  |  | Stone Flooring
22-09 63 43 |  |  |  | Composition Stone Flooring
22-09 64 00 |  |  | Wood Flooring
22-09 64 16 |  |  |  | Wood Block Flooring
22-09 64 19 |  |  |  | Wood Composition Flooring
22-09 64 23 |  |  |  | Wood Parquet Flooring
22-09 64 23 13 |  |  |  |  | Acrylic-Impregnated Wood Parquet Flooring
22-09 64 29 |  |  |  | Wood Strip and Plank Flooring
22-09 64 33 |  |  |  | Laminated Wood Flooring
22-09 64 36 |  |  |  | Bamboo Flooring
22-09 64 53 |  |  |  | Resilient Wood Flooring Assemblies
22-09 64 66 |  |  |  | Wood Athletic Flooring
22-09 65 00 |  |  | Resilient Flooring
22-09 65 13 |  |  |  | Resilient Base and Accessories
22-09 65 13 13 |  |  |  |  | Resilient Base
22-09 65 13 23 |  |  |  |  | Resilient Stair Treads and Risers
22-09 65 13 26 |  |  |  |  | Resilient Stair Nosings
22-09 65 13 33 |  |  |  |  | Resilient Accessories
22-09 65 13 36 |  |  |  |  | Resilient Carpet Transitions
22-09 65 16 |  |  |  | Resilient Sheet Flooring
22-09 65 16 23 |  |  |  |  | Vinyl Sheet Flooring
22-09 65 16 33 |  |  |  |  | Rubber Sheet Flooring
22-09 65 16 43 |  |  |  |  | PVC-Free Sheet Flooring
22-09 65 19 |  |  |  | Resilient Tile Flooring
22-09 65 19 19 |  |  |  |  | Vinyl Composition Tile Flooring
22-09 65 19 23 |  |  |  |  | Vinyl Tile Flooring
22-09 65 19 33 |  |  |  |  | Rubber Tile Flooring
22-09 65 19 43 |  |  |  |  | Polyester Composition Tile Flooring
22-09 65 33 |  |  |  | Conductive Resilient Flooring
22-09 65 36 |  |  |  | Static-Control Resilient Flooring
22-09 65 36 13 |  |  |  |  | Static-Dissipative Resilient Flooring
22-09 65 36 16 |  |  |  |  | Static-Resistant Resilient Flooring
22-09 65 43 |  |  |  | Linoleum Flooring
22-09 65 66 |  |  |  | Resilient Athletic Flooring
22-09 66 00 |  |  | Terrazzo Flooring
22-09 66 13 |  |  |  | Portland Cement Terrazzo Flooring
22-09 66 13 13 |  |  |  |  | Sand Cushion Terrazzo Flooring
22-09 66 13 16 |  |  |  |  | Monolithic Terrazzo Flooring
22-09 66 13 19 |  |  |  |  | Bonded Terrazzo Flooring
22-09 66 13 23 |  |  |  |  | Palladina Terrazzo Flooring
22-09 66 13 26 |  |  |  |  | Rustic Terrazzo Flooring
22-09 66 13 33 |  |  |  |  | Structural Terrazzo Flooring
22-09 66 16 |  |  |  | Terrazzo Floor Tile
22-09 66 16 13 |  |  |  |  | Portland Cement Terrazzo Floor Tile
22-09 66 16 16 |  |  |  |  | Plastic-Matrix Terrazzo Floor Tile
22-09 66 23 |  |  |  | Resinous Matrix Terrazzo Flooring
22-09 66 23 13 |  |  |  |  | Polyacrylate Modified Cementitious Terrazzo Flooring
22-09 66 23 16 |  |  |  |  | Epoxy-Resin Terrazzo Flooring
22-09 66 23 19 |  |  |  |  | Polyester-Resin Terrazzo Flooring
22-09 66 33 |  |  |  | Conductive Terrazzo Flooring
22-09 66 33 13 |  |  |  |  | Conductive Epoxy-Resin Terrazzo
22-09 66 33 16 |  |  |  |  | Conductive Polyester-Resin Terrazzo Flooring
22-09 66 33 19 |  |  |  |  | Conductive Plastic-Matrix Terrazzo Flooring
22-09 67 00 |  |  | Fluid-Applied Flooring
22-09 67 13 |  |  |  | Elastomeric Liquid Flooring
22-09 67 13 33 |  |  |  |  | Conductive Elastomeric Liquid Flooring
22-09 67 16 |  |  |  | Epoxy-Marble Chip Flooring
22-09 67 19 |  |  |  | Magnesium-Oxychloride Flooring
22-09 67 23 |  |  |  | Resinous Flooring
22-09 67 26 |  |  |  | Quartz Flooring
22-09 67 66 |  |  |  | Fluid-Applied Athletic Flooring
22-09 68 00 |  |  | Carpeting
22-09 68 13 |  |  |  | Tile Carpeting
22-09 68 16 |  |  |  | Sheet Carpeting
22-09 69 00 |  |  | Access Flooring
22-09 69 13 |  |  |  | Rigid-Grid Access Flooring
22-09 69 16 |  |  |  | Snap-on Stringer Access Flooring
22-09 69 19 |  |  |  | Stringerless Access Flooring
22-09 69 33 |  |  |  | Low-Profile Fixed Height Access Flooring
22-09 69 53 |  |  |  | Access Flooring Accessories
22-09 69 56 |  |  |  | Access Flooring Stairs and Stringers
22-09 70 00 |  | Wall Finishes
22-09 72 00 |  |  | Wall Coverings
22-09 72 13 |  |  |  | Cork Wall Coverings
22-09 72 16 |  |  |  | Vinyl-Coated Fabric Wall Coverings
22-09 72 16 13 |  |  |  |  | Flexible Vinyl Wall Coverings
22-09 72 16 16 |  |  |  |  | Rigid-Sheet Vinyl Wall Coverings
22-09 72 19 |  |  |  | Textile Wall Coverings
22-09 72 23 |  |  |  | Wallpapering
22-09 73 00 |  |  | Wall Carpeting
22-09 74 00 |  |  | Flexible Wood Sheets
22-09 74 13 |  |  |  | Wood Wall Coverings
22-09 74 16 |  |  |  | Flexible Wood Veneers
22-09 75 00 |  |  | Stone Facing
22-09 75 13 |  |  |  | Stone Wall Facing
22-09 75 19 |  |  |  | Stone Trim
22-09 75 19 13 |  |  |  |  | Stone Base
22-09 75 19 23 |  |  |  |  | Stone Window Stools
22-09 75 23 |  |  |  | Simulated Stone Wall Facing
22-09 76 00 |  |  | Plastic Blocks
22-09 77 00 |  |  | Special Wall Surfacing
22-09 77 13 |  |  |  | Stretched-Fabric Wall Systems
22-09 77 23 |  |  |  | Fabric-Wrapped Panels
22-09 77 26 |  |  |  | Surfacing Films
22-09 77 33 |  |  |  | Terrazzo Wall Finish
22-09 77 53 |  |  |  | Vegetated Wall Systems
22-09 78 00 |  |  | Interior Wall Paneling
22-09 78 13 |  |  |  | Metal Interior Wall Paneling
22-09 78 16 |  |  |  | Stone-Faced Interior Wall Paneling
22-09 78 19 |  |  |  | Cementitious Interior Wall Paneling
22-09 78 23 |  |  |  | Phenolic Interior Wall Paneling
22-09 78 26 |  |  |  | Plastic Interior Wall Paneling
22-09 80 00 |  | Acoustic Treatment
22-09 81 00 |  |  | Acoustic Insulation
22-09 81 13 |  |  |  | Acoustic Board Insulation
22-09 81 16 |  |  |  | Acoustic Blanket Insulation
22-09 81 29 |  |  |  | Sprayed Acoustic Insulation
22-09 83 00 |  |  | Acoustic Finishes
22-09 83 13 |  |  |  | Acoustic Wall Coating
22-09 83 16 |  |  |  | Acoustic Ceiling Coating
22-09 83 22 |  |  |  | Acoustic Drapery
22-09 84 00 |  |  | Acoustic Room Components
22-09 84 13 |  |  |  | Fixed Sound-Absorptive Panels
22-09 84 14 |  |  |  | Acoustic Stretched-Fabric Wall Systems
22-09 84 16 |  |  |  | Fixed Sound-Reflective Panels
22-09 84 23 |  |  |  | Moveable Sound-Absorptive Panels
22-09 84 26 |  |  |  | Moveable Sound-Reflective Panels
22-09 84 33 |  |  |  | Sound-Absorbing Wall Units
22-09 84 36 |  |  |  | Sound-Absorbing Ceiling Units
22-09 90 00 |  | Painting and Coating
22-09 91 00 |  |  | Painting
22-09 91 13 |  |  |  | Exterior Painting
22-09 91 23 |  |  |  | Interior Painting
22-09 93 00 |  |  | Staining and Transparent Finishing
22-09 93 13 |  |  |  | Exterior Staining and Finishing
22-09 93 13 13 |  |  |  |  | Exterior Staining
22-09 93 13 53 |  |  |  |  | Exterior Finishing
22-09 93 23 |  |  |  | Interior Staining and Finishing
22-09 93 23 13 |  |  |  |  | Interior Staining
22-09 93 23 53 |  |  |  |  | Interior Finishing
22-09 94 00 |  |  | Decorative Finishing
22-09 94 13 |  |  |  | Textured Finishing
22-09 94 16 |  |  |  | Faux Finishing
22-09 94 19 |  |  |  | Multicolor Interior Finishing
22-09 94 23 |  |  |  | Gilding
22-09 96 00 |  |  | High-Performance Coatings
22-09 96 13 |  |  |  | Abrasion-Resistant Coatings
22-09 96 23 |  |  |  | Graffiti-Resistant Coatings
22-09 96 26 |  |  |  | Marine Coatings
22-09 96 33 |  |  |  | High-Temperature-Resistant Coatings
22-09 96 35 |  |  |  | Chemical-Resistant Coatings
22-09 96 43 |  |  |  | Fire-Retardant Coatings
22-09 96 46 |  |  |  | Intumescent Painting
22-09 96 53 |  |  |  | Elastomeric Coatings
22-09 96 56 |  |  |  | Epoxy Coatings
22-09 96 59 |  |  |  | High-Build Glazed Coatings
22-09 96 63 |  |  |  | Textured Plastic Coatings
22-09 96 66 |  |  |  | Aggregate Wall Coatings
22-09 97 00 |  |  | Special Coatings
22-09 97 13 |  |  |  | Steel Coatings
22-09 97 13 13 |  |  |  |  | Interior Steel Coatings
22-09 97 13 23 |  |  |  |  | Exterior Steel Coatings
22-09 97 13 24 |  |  |  |  | Steel Water Storage Tank Painting
22-09 97 23 |  |  |  | Concrete and Masonry Coatings
22-09 97 23 24 |  |  |  |  | Concrete Water Storage Tank Painting
22-09 97 26 |  |  |  | Cementitious Coatings
22-09 97 26 13 |  |  |  |  | Interior Cementitious Coatings
22-09 97 26 23 |  |  |  |  | Exterior Cementitious Coatings
22-09 97 35 |  |  |  | Dry Erase Coatings
22-10 00 00 | Specialties
22-10 01 00 |  |  | Operation and Maintenance of Specialties
22-10 01 10 |  |  |  | Operation and Maintenance of Information Specialties
22-10 01 20 |  |  |  | Operation and Maintenance of Interior Specialties
22-10 01 30 |  |  |  | Operation and Maintenance of Fireplaces and Stoves
22-10 01 40 |  |  |  | Operation and Maintenance of Safety Specialties
22-10 01 50 |  |  |  | Operation and Maintenance of Storage Specialties
22-10 01 70 |  |  |  | Operation and Maintenance of Exterior Specialties
22-10 01 80 |  |  |  | Operation and Maintenance of Other Specialties
22-10 05 00 |  |  | Common Work Results for Specialties
22-10 05 05 |  |  |  | Selective Demolition for Specialties
22-10 08 00 |  |  | Commissioning of Specialties
22-10 10 00 |  | Information Specialties
22-10 11 00 |  |  | Visual Display Units
22-10 11 13 |  |  |  | Chalkboards
22-10 11 13 13 |  |  |  |  | Fixed Chalkboards
22-10 11 13 23 |  |  |  |  | Modular-Support-Mounted Chalkboards
22-10 11 13 33 |  |  |  |  | Rail-Mounted Chalkboards
22-10 11 13 43 |  |  |  |  | Portable Chalkboards
22-10 11 16 |  |  |  | Markerboards
22-10 11 16 13 |  |  |  |  | Fixed Markerboards
22-10 11 16 23 |  |  |  |  | Modular-Support-Mounted Markerboards
22-10 11 16 33 |  |  |  |  | Rail-Mounted Markerboards
22-10 11 16 43 |  |  |  |  | Portable Markerboards
22-10 11 16 53 |  |  |  |  | Electronic Markerboards
22-10 11 23 |  |  |  | Tackboards
22-10 11 23 13 |  |  |  |  | Fixed Tackboards
22-10 11 23 23 |  |  |  |  | Modular-Support-Mounted Tackboards
22-10 11 23 33 |  |  |  |  | Rail-Mounted Tackboards
22-10 11 23 43 |  |  |  |  | Portable Tackboards
22-10 11 33 |  |  |  | Sliding Visual Display Units
22-10 11 33 13 |  |  |  |  | Horizontal-Sliding Visual Display Units
22-10 11 33 23 |  |  |  |  | Vertical-Sliding Visual Display Units
22-10 11 36 |  |  |  | Visual Display Conference Units
22-10 11 39 |  |  |  | Visual Display Rails
22-10 11 43 |  |  |  | Visual Display Wall Panels
22-10 11 46 |  |  |  | Visual Display Fabrics
22-10 12 00 |  |  | Display Cases
22-10 13 00 |  |  | Directories
22-10 13 13 |  |  |  | Electronic Directories
22-10 13 23 |  |  |  | Illuminated Directories
22-10 14 00 |  |  | Signage
22-10 14 16 |  |  |  | Plaques
22-10 14 19 |  |  |  | Dimensional Letter Signage
22-10 14 23 |  |  |  | Panel Signage
22-10 14 23 13 |  |  |  |  | Engraved Panel Signage
22-10 14 26 |  |  |  | Post and Panel/Pylon Signage
22-10 14 33 |  |  |  | Illuminated Signage
22-10 14 43 |  |  |  | Photoluminescent Signage
22-10 14 53 |  |  |  | Traffic Signage
22-10 14 53 13 |  |  |  |  | Transportation Reference Markers
22-10 14 63 |  |  |  | Electronic Message Signage
22-10 14 64 |  |  |  | Audible Signage
22-10 14 66 |  |  |  | Floating Signage
22-10 14 67 |  |  |  | Tactile Signage
22-10 17 00 |  |  | Telephone Specialties
22-10 17 13 |  |  |  | Telephone Directory Units
22-10 17 16 |  |  |  | Telephone Enclosures
22-10 17 16 13 |  |  |  |  | Telephone Stalls
22-10 17 16 16 |  |  |  |  | Telephone Alcoves
22-10 17 19 |  |  |  | Telephone Shelving
22-10 18 00 |  |  | Informational Kiosks
22-10 20 00 |  | Interior Specialties
22-10 21 00 |  |  | Compartments and Cubicles
22-10 21 13 |  |  |  | Toilet Compartments
22-10 21 13 13 |  |  |  |  | Metal Toilet Compartments
22-10 21 13 14 |  |  |  |  | Stainless-Steel Toilet Compartments
22-10 21 13 16 |  |  |  |  | Plastic-Laminate-Clad Toilet Compartments
22-10 21 13 17 |  |  |  |  | Phenolic-Core Toilet Compartments
22-10 21 13 19 |  |  |  |  | Plastic Toilet Compartments
22-10 21 13 23 |  |  |  |  | Particleboard Toilet Compartments
22-10 21 13 40 |  |  |  |  | Stone Toilet Compartments
22-10 21 16 |  |  |  | Shower and Dressing Compartments
22-10 21 16 13 |  |  |  |  | Metal Shower and Dressing Compartments
22-10 21 16 14 |  |  |  |  | Stainless-Steel Shower and Dressing Compartments
22-10 21 16 16 |  |  |  |  | Plastic-Laminate-Clad Shower and Dressing Compartments
22-10 21 16 17 |  |  |  |  | Phenolic-Core Shower and Dressing Compartments
22-10 21 16 19 |  |  |  |  | Plastic Shower and Dressing Compartments
22-10 21 16 23 |  |  |  |  | Particleboard Shower and Dressing Compartments
22-10 21 16 40 |  |  |  |  | Stone Shower and Dressing Compartments
22-10 21 23 |  |  |  | Cubicle Curtains and Track
22-10 21 23 13 |  |  |  |  | Cubicle Curtains
22-10 21 23 16 |  |  |  |  | Cubicle Track and Hardware
22-10 21 26 |  |  |  | Room Darkening Curtains and Tracks
22-10 22 00 |  |  | Partitions
22-10 22 13 |  |  |  | Wire Mesh Partitions
22-10 22 14 |  |  |  | Expanded Metal Partitions
22-10 22 16 |  |  |  | Folding Gates
22-10 22 19 |  |  |  | Demountable Partitions
22-10 22 19 13 |  |  |  |  | Demountable Metal Partitions
22-10 22 19 23 |  |  |  |  | Demountable Wood Partitions
22-10 22 19 33 |  |  |  |  | Demountable Plastic Partitions
22-10 22 19 43 |  |  |  |  | Demountable Composite Partitions
22-10 22 19 53 |  |  |  |  | Demountable Gypsum Partitions
22-10 22 19 63 |  |  |  |  | Demountable Glass Partitions
22-10 22 23 |  |  |  | Portable Partitions, Screens, and Panels
22-10 22 23 13 |  |  |  |  | Wall Screens
22-10 22 23 23 |  |  |  |  | Movable Panel Systems
22-10 22 33 |  |  |  | Accordion Folding Partitions
22-10 22 36 |  |  |  | Coiling Partitions
22-10 22 39 |  |  |  | Folding Panel Partitions
22-10 22 39 13 |  |  |  |  | Folding Glass-Panel Partitions
22-10 22 43 |  |  |  | Sliding Partitions
22-10 25 00 |  |  | Service Walls
22-10 25 13 |  |  |  | Patient Bed Service Walls
22-10 25 16 |  |  |  | Modular Service Walls
22-10 26 00 |  |  | Wall and Door Protection
22-10 26 13 |  |  |  | Corner Guards
22-10 26 16 |  |  |  | Bumper Guards
22-10 26 16 13 |  |  |  |  | Bumper Rails
22-10 26 16 16 |  |  |  |  | Protective Corridor Handrails
22-10 26 23 |  |  |  | Protective Wall Covering
22-10 26 23 13 |  |  |  |  | Impact Resistant Wall Protection
22-10 26 23 16 |  |  |  |  | Fiberglass Reinforced Protective Wall Covering
22-10 26 33 |  |  |  | Door and Frame Protection
22-10 26 41 |  |  |  | Ballistics Resistant Panels
22-10 28 00 |  |  | Toilet, Bath, and Laundry Accessories
22-10 28 13 |  |  |  | Toilet Accessories
22-10 28 13 13 |  |  |  |  | Commercial Toilet Accessories
22-10 28 13 19 |  |  |  |  | Healthcare Toilet Accessories
22-10 28 13 53 |  |  |  |  | Security Toilet Accessories
22-10 28 13 63 |  |  |  |  | Detention Toilet Accessories
22-10 28 16 |  |  |  | Bath Accessories
22-10 28 16 13 |  |  |  |  | Residential Bath Accessories
22-10 28 19 |  |  |  | Tub and Shower Enclosures
22-10 28 19 16 |  |  |  |  | Shower Doors
22-10 28 19 19 |  |  |  |  | Tub Doors
22-10 28 23 |  |  |  | Laundry Accessories
22-10 28 23 13 |  |  |  |  | Built-In Ironing Boards
22-10 28 23 16 |  |  |  |  | Clothes Drying Racks and Lines
22-10 28 26 |  |  |  | Hygiene and Custodial Accessories
22-10 30 00 |  | Fireplaces and Stoves
22-10 31 00 |  |  | Manufactured Fireplaces
22-10 31 13 |  |  |  | Manufactured Fireplace Chimneys
22-10 31 16 |  |  |  | Manufactured Fireplace Forms
22-10 32 00 |  |  | Fireplace Specialties
22-10 32 13 |  |  |  | Fireplace Dampers
22-10 32 16 |  |  |  | Fireplace Inserts
22-10 32 19 |  |  |  | Fireplace Screens
22-10 32 23 |  |  |  | Fireplace Doors
22-10 32 26 |  |  |  | Fireplace Water Heaters
22-10 35 00 |  |  | Stoves
22-10 35 13 |  |  |  | Heating Stoves
22-10 35 23 |  |  |  | Cooking Stoves
22-10 40 00 |  | Safety Specialties
22-10 41 00 |  |  | Emergency Access and Information Cabinets
22-10 41 13 |  |  |  | Fire Department Plan Cabinets
22-10 41 16 |  |  |  | Emergency Key Cabinets
22-10 43 00 |  |  | Emergency Aid Specialties
22-10 43 13 |  |  |  | Defibrillator Cabinets
22-10 43 16 |  |  |  | First Aid Cabinets
22-10 43 21 |  |  |  | Accessibility Evacuation Chairs
22-10 43 31 |  |  |  | Respiration Equipment
22-10 43 33 |  |  |  | Breathing Air Replenishment Systems
22-10 44 00 |  |  | Fire Protection Specialties
22-10 44 13 |  |  |  | Fire Protection Cabinets
22-10 44 13 53 |  |  |  |  | Security Fire Extinguisher Cabinets
22-10 44 16 |  |  |  | Fire Extinguishers
22-10 44 16 13 |  |  |  |  | Portable Fire Extinguishers
22-10 44 16 16 |  |  |  |  | Wheeled Fire Extinguisher Units
22-10 44 19 |  |  |  | Fire Blankets
22-10 44 43 |  |  |  | Fire Extinguisher Accessories
22-10 45 00 |  |  | Photoluminescent Exit Specialties
22-10 50 00 |  | Storage Specialties
22-10 51 00 |  |  | Lockers
22-10 51 13 |  |  |  | Metal Lockers
22-10 51 13 13 |  |  |  |  | Coin-Operated Metal Lockers
22-10 51 16 |  |  |  | Wood Lockers
22-10 51 23 |  |  |  | Plastic-Laminate-Clad Lockers
22-10 51 26 |  |  |  | Plastic Lockers
22-10 51 26 13 |  |  |  |  | Recycled Plastic Lockers
22-10 51 29 |  |  |  | Phenolic Lockers
22-10 51 33 |  |  |  | Glass Lockers
22-10 51 43 |  |  |  | Wire Mesh Storage Lockers
22-10 51 53 |  |  |  | Locker Room Benches
22-10 55 00 |  |  | Postal Specialties
22-10 55 13 |  |  |  | Central Mail Delivery Boxes
22-10 55 13 13 |  |  |  |  | Cluster Box Units
22-10 55 16 |  |  |  | Mail Collection Boxes
22-10 55 19 |  |  |  | Receiving Boxes
22-10 55 23 |  |  |  | Mail Boxes
22-10 55 23 13 |  |  |  |  | Apartment Mail Boxes
22-10 55 23 16 |  |  |  |  | Mail Box Directories
22-10 55 23 19 |  |  |  |  | Mail Box Key Keepers
22-10 55 26 |  |  |  | Parcel Lockers
22-10 55 33 |  |  |  | Data Distribution Boxes
22-10 55 36 |  |  |  | Package Depositories
22-10 55 91 |  |  |  | Mail Chutes
22-10 56 00 |  |  | Storage Assemblies
22-10 56 13 |  |  |  | Metal Storage Shelving
22-10 56 13 13 |  |  |  |  | End-Panel-Support Metal Storage Shelving
22-10 56 13 16 |  |  |  |  | Post-and-Shelf Metal Storage Shelving
22-10 56 13 19 |  |  |  |  | Post-and-Beam Metal Storage Shelving
22-10 56 13 23 |  |  |  |  | Cantilever Metal Storage Shelving
22-10 56 16 |  |  |  | Fabricated Wood Storage Shelving
22-10 56 17 |  |  |  | Wall-Mounted Standards and Shelving
22-10 56 19 |  |  |  | Plastic Storage Shelving
22-10 56 19 13 |  |  |  |  | Recycled Plastic Storage Shelving
22-10 56 23 |  |  |  | Wire Storage Shelving
22-10 56 26 |  |  |  | Mobile Storage Shelving
22-10 56 26 13 |  |  |  |  | Manual Mobile Storage Shelving
22-10 56 26 23 |  |  |  |  | Motorized Mobile Storage Shelving
22-10 56 29 |  |  |  | Storage Racks
22-10 56 29 13 |  |  |  |  | Flow Storage Racks
22-10 56 29 16 |  |  |  |  | Pallet Storage Racks
22-10 56 29 19 |  |  |  |  | Movable-Shelf Storage Racks
22-10 56 29 23 |  |  |  |  | Stacker Storage Racks
22-10 56 29 26 |  |  |  |  | Cantilever Storage Racks
22-10 56 29 29 |  |  |  |  | Drive-In Storage Racks
22-10 56 29 33 |  |  |  |  | Drive-Through Storage Racks
22-10 56 29 43 |  |  |  |  | Wine Storage Racks
22-10 56 33 |  |  |  | Mercantile Storage Assemblies
22-10 57 00 |  |  | Wardrobe and Closet Specialties
22-10 57 13 |  |  |  | Hat and Coat Racks
22-10 57 16 |  |  |  | Boot Racks
22-10 57 23 |  |  |  | Closet and Utility Shelving
22-10 57 23 13 |  |  |  |  | Wire Closet and Utility Shelving
22-10 57 23 16 |  |  |  |  | Plastic-Laminate-Clad Closet and Utility Shelving
22-10 57 23 19 |  |  |  |  | Wood Closet and Utility Shelving
22-10 57 33 |  |  |  | Closet and Utility Shelving Hardware
22-10 57 36 |  |  |  | Closet Doors
22-10 57 36 13 |  |  |  |  | Sliding Closet Doors
22-10 57 36 16 |  |  |  |  | Bifold Closet Doors
22-10 70 00 |  | Exterior Specialties
22-10 71 00 |  |  | Exterior Protection
22-10 71 13 |  |  |  | Exterior Sun Control Devices
22-10 71 13 13 |  |  |  |  | Exterior Shutters
22-10 71 13 19 |  |  |  |  | Rolling Exterior Shutters
22-10 71 13 23 |  |  |  |  | Coiling Exterior Shutters
22-10 71 13 26 |  |  |  |  | Decorative Exterior Shutters
22-10 71 13 29 |  |  |  |  | Side-Hinged Exterior Shutters
22-10 71 13 43 |  |  |  |  | Fixed Sun Screens
22-10 71 13 53 |  |  |  |  | Exterior Daylighting Devices
22-10 71 16 |  |  |  | Storm Panels
22-10 71 16 13 |  |  |  |  | Demountable Storm Panels
22-10 71 16 16 |  |  |  |  | Movable Storm Panels
22-10 71 19 |  |  |  | Flood Barriers
22-10 71 19 16 |  |  |  |  | Removable Flood Barriers
22-10 73 00 |  |  | Protective Covers
22-10 73 13 |  |  |  | Awnings
22-10 73 13 13 |  |  |  |  | Metal Awnings
22-10 73 13 23 |  |  |  |  | Fabric Awnings
22-10 73 13 36 |  |  |  |  | Point Supported Glass Awnings
22-10 73 16 |  |  |  | Canopies
22-10 73 16 13 |  |  |  |  | Metal Canopies
22-10 73 16 23 |  |  |  |  | Fabric Canopies
22-10 73 16 33 |  |  |  |  | Glazed Canopies
22-10 73 16 36 |  |  |  |  | Point Supported Glass Canopies
22-10 73 23 |  |  |  | Car Shelters
22-10 73 26 |  |  |  | Walkway Coverings
22-10 73 26 13 |  |  |  |  | Metal Walkway Coverings
22-10 73 26 23 |  |  |  |  | Fabric Walkway Coverings
22-10 73 26 33 |  |  |  |  | Glazed Walkway Coverings
22-10 73 26 36 |  |  |  |  | Point Supported Glass Walkway Coverings
22-10 73 29 |  |  |  | Smoking Shelters
22-10 73 33 |  |  |  | Marquees
22-10 73 43 |  |  |  | Transportation Stop Shelters
22-10 74 00 |  |  | Manufactured Exterior Specialties
22-10 74 13 |  |  |  | Exterior Clocks
22-10 74 23 |  |  |  | Cupolas
22-10 74 26 |  |  |  | Spires
22-10 74 29 |  |  |  | Steeples
22-10 74 33 |  |  |  | Weathervanes
22-10 74 43 |  |  |  | Below-Grade Egress Assemblies
22-10 74 46 |  |  |  | Window Wells
22-10 74 49 |  |  |  | Modular Landing and Ramp Systems
22-10 75 00 |  |  | Flagpoles
22-10 75 13 |  |  |  | Automatic Flagpoles
22-10 75 16 |  |  |  | Ground-Set Flagpoles
22-10 75 19 |  |  |  | Nautical Flagpoles
22-10 75 23 |  |  |  | Wall-Mounted Flagpoles
22-10 75 26 |  |  |  | Roof-Mounted Flagpoles
22-10 75 29 |  |  |  | Plaza-Mounted Flagpoles
22-10 80 00 |  | Miscellaneous Specialties
22-10 81 00 |  |  | Pest Control Devices
22-10 81 13 |  |  |  | Bird Control Devices
22-10 81 16 |  |  |  | Insect Control Devices
22-10 81 19 |  |  |  | Rodent Control Devices
22-10 82 00 |  |  | Grilles and Screens
22-10 82 13 |  |  |  | Exterior Grilles and Screens
22-10 82 19 |  |  |  | Exterior Sound Screens
22-10 82 23 |  |  |  | Interior Grilles and Screens
22-10 83 00 |  |  | Flags and Banners
22-10 83 13 |  |  |  | Flags
22-10 83 16 |  |  |  | Banners
22-10 84 00 |  |  | Gas Lighting
22-10 84 13 |  |  |  | Exterior Gas Lighting
22-10 84 16 |  |  |  | Interior Gas Lighting
22-10 86 00 |  |  | Security Mirrors and Domes
22-10 88 00 |  |  | Scales
22-11 00 00 | Equipment
22-11 01 00 |  |  | Operation and Maintenance of Equipment
22-11 01 10 |  |  |  | Operation and Maintenance of Vehicle and Pedestrian Equipment
22-11 01 20 |  |  |  | Operation and Maintenance of Commercial Equipment
22-11 01 30 |  |  |  | Operation and Maintenance of Residential Equipment
22-11 01 40 |  |  |  | Operation and Maintenance of Foodservice Equipment
22-11 01 50 |  |  |  | Operation and Maintenance of Educational and Scientific Equipment
22-11 01 56 |  |  |  | Operation and Maintenance of Observatory Equipment
22-11 01 60 |  |  |  | Operation and Maintenance of Entertainment and Recreation Equipment
22-11 01 70 |  |  |  | Operation and Maintenance of Healthcare Equipment
22-11 01 80 |  |  |  | Operation and Maintenance of Facility Maintenance and Operation Equipment
22-11 01 90 |  |  |  | Operation and Maintenance of Other Equipment
22-11 05 00 |  |  | Common Work Results for Equipment
22-11 05 05 |  |  |  | Selective Demolition for Equipment
22-11 05 13 |  |  |  | Common Motor Requirements for Equipment
22-11 08 00 |  |  | Commissioning of Equipment
22-11 10 00 |  | Vehicle and Pedestrian Equipment
22-11 11 00 |  |  | Vehicle Service Equipment
22-11 11 13 |  |  |  | Compressed-Air Vehicle Service Equipment
22-11 11 19 |  |  |  | Vehicle Lubrication Equipment
22-11 11 23 |  |  |  | Tire-Changing Equipment
22-11 11 26 |  |  |  | Vehicle-Washing Equipment
22-11 11 36 |  |  |  | Vehicle Charging Equipment
22-11 11 36 13 |  |  |  |  | Commercial Electric Vehicle Charging Unit
22-11 11 36 16 |  |  |  |  | Residential Electric Vehicle Charging Unit
22-11 12 00 |  |  | Parking Control Equipment
22-11 12 13 |  |  |  | Parking Key and Card Control Units
22-11 12 16 |  |  |  | Parking Ticket Dispensers
22-11 12 23 |  |  |  | Parking Meters
22-11 12 26 |  |  |  | Parking Fee Collection Equipment
22-11 12 26 13 |  |  |  |  | Parking Fee Coin Collection Equipment
22-11 12 33 |  |  |  | Parking Gates
22-11 12 33 13 |  |  |  |  | Lift Arm Parking Gates
22-11 12 33 16 |  |  |  |  | Sliding Parking Gates
22-11 12 33 19 |  |  |  |  | Swinging Parking Gates
22-11 13 00 |  |  | Loading Dock Equipment
22-11 13 13 |  |  |  | Loading Dock Bumpers
22-11 13 16 |  |  |  | Loading Dock Seals and Shelters
22-11 13 16 13 |  |  |  |  | Loading Dock Seals
22-11 13 16 23 |  |  |  |  | Loading Dock Shelters
22-11 13 16 33 |  |  |  |  | Loading Dock Rail Shelters
22-11 13 19 |  |  |  | Stationary Loading Dock Equipment
22-11 13 19 13 |  |  |  |  | Loading Dock Levelers
22-11 13 19 23 |  |  |  |  | Stationary Loading Dock Lifts
22-11 13 19 26 |  |  |  |  | Loading Dock Truck Lifts
22-11 13 19 33 |  |  |  |  | Loading Dock Truck Restraints
22-11 13 23 |  |  |  | Portable Dock Equipment
22-11 13 23 13 |  |  |  |  | Portable Dock Lifts
22-11 13 23 16 |  |  |  |  | Portable Dock Ramps
22-11 13 23 19 |  |  |  |  | Portable Dock Bridges
22-11 13 23 23 |  |  |  |  | Portable Dock Platforms
22-11 13 26 |  |  |  | Loading Dock Lights
22-11 14 00 |  |  | Pedestrian Control Equipment
22-11 14 13 |  |  |  | Pedestrian Gates
22-11 14 13 16 |  |  |  |  | Rotary Gates
22-11 14 13 19 |  |  |  |  | Turnstiles
22-11 14 16 |  |  |  | Pedestrian Control Devices
22-11 14 19 |  |  |  | Portable Posts and Railings
22-11 14 26 |  |  |  | Pedestrian Fare Collection Equipment
22-11 14 26 13 |  |  |  |  | Pedestrian Coin Fare Collection Equipment
22-11 14 43 |  |  |  | Pedestrian Detection Equipment
22-11 14 43 13 |  |  |  |  | Electronic Detection and Counting Systems
22-11 14 53 |  |  |  | Pedestrian Security Equipment
22-11 15 00 |  |  | Security Control Equipment
22-11 20 00 |  | Commercial Equipment
22-11 21 00 |  |  | Retail and Service Equipment
22-11 21 13 |  |  |  | Cash Registers and Checking Equipment
22-11 21 23 |  |  |  | Vending Equipment
22-11 21 23 13 |  |  |  |  | Merchandise Vending Machines
22-11 21 23 16 |  |  |  |  | Reverse Vending Machines
22-11 21 23 19 |  |  |  |  | Video Rental Vending Machines
22-11 21 23 36 |  |  |  |  | Token Vending Machines
22-11 21 24 |  |  |  | Money Changing Machines
22-11 21 33 |  |  |  | Checkroom Equipment
22-11 21 43 |  |  |  | Weighing and Wrapping Equipment
22-11 21 53 |  |  |  | Barber and Beauty Shop Equipment
22-11 21 63 |  |  |  | Refrigerated Display Equipment
22-11 21 73 |  |  |  | Commercial Laundry and Dry Cleaning Equipment
22-11 21 73 13 |  |  |  |  | Dry Cleaning Equipment
22-11 21 73 16 |  |  |  |  | Drying and Conditioning Equipment
22-11 21 73 19 |  |  |  |  | Finishing Equipment
22-11 21 73 23 |  |  |  |  | Commercial Ironing Equipment
22-11 21 73 26 |  |  |  |  | Commercial Washers and Extractors
22-11 21 73 33 |  |  |  |  | Coin-Operated Laundry Equipment
22-11 21 73 43 |  |  |  |  | Hanging Garment Conveyors
22-11 21 83 |  |  |  | Photo Processing Equipment
22-11 22 00 |  |  | Banking Equipment
22-11 22 13 |  |  |  | Vault Equipment
22-11 22 13 13 |  |  |  |  | Safe Deposit Boxes
22-11 22 13 16 |  |  |  |  | Safes
22-11 22 13 23 |  |  |  |  | Vault Ventilators
22-11 22 13 26 |  |  |  |  | Time Capsules
22-11 22 16 |  |  |  | Teller and Service Equipment
22-11 22 16 13 |  |  |  |  | Teller Equipment Systems
22-11 22 16 16 |  |  |  |  | Automatic Banking Systems
22-11 22 16 19 |  |  |  |  | Money Handling Equipment
22-11 22 16 23 |  |  |  |  | Money Depositories
22-11 22 16 26 |  |  |  |  | Money Cart Pass-Through
22-11 22 16 29 |  |  |  |  | Package Transfer Units
22-11 22 16 33 |  |  |  |  | Deal Trays
22-11 25 00 |  |  | Hospitality Equipment
22-11 25 13 |  |  |  | Registration Equipment
22-11 28 00 |  |  | Office Equipment
22-11 28 13 |  |  |  | Computers
22-11 28 16 |  |  |  | Printers
22-11 28 23 |  |  |  | Copiers
22-11 29 00 |  |  | Postal, Packaging, and Shipping Equipment
22-11 29 23 |  |  |  | Packaging Equipment
22-11 29 33 |  |  |  | Shipping Equipment
22-11 29 55 |  |  |  | Postal Equipment
22-11 30 00 |  | Residential Equipment
22-11 30 13 |  |  |  | Residential Appliances
22-11 30 13 13 |  |  |  |  | Residential Kitchen Appliances
22-11 30 13 23 |  |  |  |  | Residential Laundry Appliances
22-11 30 33 |  |  |  | Retractable Stairs
22-11 30 34 |  |  |  | Residential Ceiling Fans
22-11 32 00 |  |  | Unit Kitchens
22-11 32 13 |  |  |  | Metal Unit Kitchens
22-11 32 16 |  |  |  | Wood Unit Kitchens
22-11 32 19 |  |  |  | Plastic-Laminate-Clad Unit Kitchens
22-11 40 00 |  | Foodservice Equipment
22-11 41 00 |  |  | Foodservice Storage Equipment
22-11 41 13 |  |  |  | Refrigerated Food Storage Cases
22-11 41 23 |  |  |  | Walk-In Coolers
22-11 41 26 |  |  |  | Walk-In Freezers
22-11 41 33 |  |  |  | Foodservice Shelving
22-11 42 00 |  |  | Food Preparation Equipment
22-11 42 13 |  |  |  | Food Preparation Appliances
22-11 42 16 |  |  |  | Food Preparation Surfaces
22-11 43 00 |  |  | Food Delivery Carts and Conveyors
22-11 43 13 |  |  |  | Food Delivery Carts
22-11 43 16 |  |  |  | Food Delivery Conveyors
22-11 44 00 |  |  | Food Cooking Equipment
22-11 44 13 |  |  |  | Commercial Ranges
22-11 44 16 |  |  |  | Commercial Ovens
22-11 46 00 |  |  | Food Dispensing Equipment
22-11 46 13 |  |  |  | Bar Equipment
22-11 46 16 |  |  |  | Service Line Equipment
22-11 46 19 |  |  |  | Soda Fountain Equipment
22-11 46 23 |  |  |  | Coffee and Espresso Equipment
22-11 46 83 |  |  |  | Ice Machines
22-11 48 00 |  |  | Foodservice Cleaning and Disposal Equipment
22-11 48 13 |  |  |  | Commercial Dishwashers
22-11 50 00 |  | Educational and Scientific Equipment
22-11 51 00 |  |  | Library Equipment
22-11 51 13 |  |  |  | Automated Book Storage and Retrieval Systems
22-11 51 16 |  |  |  | Book Depositories
22-11 51 19 |  |  |  | Book Theft Protection Equipment
22-11 51 23 |  |  |  | Library Stack Systems
22-11 51 23 13 |  |  |  |  | Metal Library Shelving
22-11 52 00 |  |  | Audio-Visual Equipment
22-11 52 13 |  |  |  | Projection Screens
22-11 52 13 13 |  |  |  |  | Fixed Projection Screens
22-11 52 13 16 |  |  |  |  | Portable Projection Screens
22-11 52 13 19 |  |  |  |  | Rear Projection Screens
22-11 52 16 |  |  |  | Projectors
22-11 52 16 13 |  |  |  |  | Movie Projectors
22-11 52 16 16 |  |  |  |  | Slide Projectors
22-11 52 16 19 |  |  |  |  | Overhead Projectors
22-11 52 16 23 |  |  |  |  | Opaque Projectors
22-11 52 16 26 |  |  |  |  | Video Projectors
22-11 52 19 |  |  |  | Players and Recorders
22-11 52 23 |  |  |  | Audio-Visual Equipment Supports
22-11 52 33 |  |  |  | Interactive Displays
22-11 53 00 |  |  | Laboratory Equipment
22-11 53 13 |  |  |  | Laboratory Fume Hoods
22-11 53 13 13 |  |  |  |  | Recirculating Laboratory Fume Hoods
22-11 53 16 |  |  |  | Laboratory Incubators
22-11 53 17 |  |  |  | Laboratory Equipment Washers
22-11 53 19 |  |  |  | Laboratory Sterilizers
22-11 53 23 |  |  |  | Laboratory Refrigerators
22-11 53 26 |  |  |  | Laboratory Freezers
22-11 53 29 |  |  |  | Laboratory Controlled-Environment Cabinets
22-11 53 33 |  |  |  | Emergency Safety Appliances
22-11 53 43 |  |  |  | Service Fittings and Accessories
22-11 53 53 |  |  |  | Biological Safety Cabinets
22-11 55 00 |  |  | Planetarium Equipment
22-11 55 13 |  |  |  | Planetarium Projectors
22-11 55 16 |  |  |  | Planetarium Pendulums
22-11 56 00 |  |  | Observatory Equipment
22-11 56 13 |  |  |  | Telescopes
22-11 56 16 |  |  |  | Telescope Mounts
22-11 56 19 |  |  |  | Telescope Drive Mechanisms
22-11 56 23 |  |  |  | Telescope Domes
22-11 57 00 |  |  | Vocational Shop Equipment
22-11 59 00 |  |  | Exhibit Equipment
22-11 60 00 |  | Entertainment and Recreation Equipment
22-11 61 00 |  |  | Broadcast, Theater, and Stage Equipment
22-11 61 13 |  |  |  | Acoustical Shells
22-11 61 23 |  |  |  | Folding and Portable Stages
22-11 61 33 |  |  |  | Rigging Systems and Controls
22-11 61 33 11 |  |  |  |  | Lighting Rigging Systems
22-11 61 33 16 |  |  |  |  | Scenery Rigging Systems
22-11 61 33 19 |  |  |  |  | Curtain Systems
22-11 61 43 |  |  |  | Stage Curtains
22-11 62 00 |  |  | Musical Equipment
22-11 62 13 |  |  |  | Bells
22-11 62 16 |  |  |  | Carillons
22-11 62 19 |  |  |  | Organs
22-11 66 00 |  |  | Athletic Equipment
22-11 66 13 |  |  |  | Exercise Equipment
22-11 66 23 |  |  |  | Gymnasium Equipment
22-11 66 23 13 |  |  |  |  | Basketball Equipment
22-11 66 23 23 |  |  |  |  | Volleyball Equipment
22-11 66 23 33 |  |  |  |  | Interior Tennis Equipment
22-11 66 23 43 |  |  |  |  | Interior Track and Field Equipment
22-11 66 23 53 |  |  |  |  | Wall Padding
22-11 66 23 56 |  |  |  |  | Mat Storage
22-11 66 43 |  |  |  | Interior Scoreboards
22-11 66 53 |  |  |  | Gymnasium Dividers
22-11 66 53 13 |  |  |  |  | Batting/Golf Cages
22-11 67 00 |  |  | Recreational Equipment
22-11 67 13 |  |  |  | Bowling Alley Equipment
22-11 67 23 |  |  |  | Shooting Range Equipment
22-11 67 33 |  |  |  | Climbing Walls
22-11 67 43 |  |  |  | Table Games Equipment
22-11 67 43 13 |  |  |  |  | Pool Tables
22-11 67 43 23 |  |  |  |  | Ping-Pong Tables
22-11 67 53 |  |  |  | Game Room Equipment
22-11 67 53 13 |  |  |  |  | Video Games
22-11 67 53 23 |  |  |  |  | Pinball Machines
22-11 68 00 |  |  | Play Field Equipment and Structures
22-11 68 13 |  |  |  | Playground Equipment
22-11 68 16 |  |  |  | Play Structures
22-11 68 23 |  |  |  | Exterior Court Athletic Equipment
22-11 68 23 13 |  |  |  |  | Exterior Basketball Equipment
22-11 68 23 23 |  |  |  |  | Exterior Volleyball Equipment
22-11 68 23 33 |  |  |  |  | Tennis Equipment
22-11 68 33 |  |  |  | Athletic Field Equipment
22-11 68 33 13 |  |  |  |  | Football Field Equipment
22-11 68 33 23 |  |  |  |  | Soccer and Field Hockey Equipment
22-11 68 33 33 |  |  |  |  | Baseball Field Equipment
22-11 68 33 43 |  |  |  |  | Track and Field Equipment
22-11 68 43 |  |  |  | Exterior Scoreboards
22-11 70 00 |  | Healthcare Equipment
22-11 71 00 |  |  | Medical Sterilizing Equipment
22-11 72 00 |  |  | Examination and Treatment Equipment
22-11 72 13 |  |  |  | Examination Equipment
22-11 72 53 |  |  |  | Treatment Equipment
22-11 73 00 |  |  | Patient Care Equipment
22-11 73 13 |  |  |  | Psychiatric Seclusion Room Padding
22-11 74 00 |  |  | Dental Equipment
22-11 75 00 |  |  | Optical Equipment
22-11 76 00 |  |  | Operating Room Equipment
22-11 77 00 |  |  | Radiology Equipment
22-11 78 00 |  |  | Mortuary Equipment
22-11 78 13 |  |  |  | Mortuary Refrigerators
22-11 78 16 |  |  |  | Crematorium Equipment
22-11 78 19 |  |  |  | Mortuary Lifts
22-11 79 00 |  |  | Therapy Equipment
22-11 80 00 |  | Facility Maintenance and Operation Equipment
22-11 81 00 |  |  | Facility Maintenance Equipment
22-11 81 13 |  |  |  | Floor and Wall Cleaning Equipment
22-11 81 16 |  |  |  | Housekeeping Carts
22-11 81 19 |  |  |  | Vacuum Cleaning Systems
22-11 81 23 |  |  |  | FaÃ§ade Access Equipment
22-11 81 23 13 |  |  |  |  | Window Washing Systems
22-11 81 29 |  |  |  | Facility Fall Protection
22-11 82 00 |  |  | Facility Solid Waste Handling Equipment
22-11 82 13 |  |  |  | Solid Waste Bins
22-11 82 16 |  |  |  | Facility Waste Conveyors
22-11 82 19 |  |  |  | Packaged Incinerators
22-11 82 23 |  |  |  | Recycling Equipment
22-11 82 26 |  |  |  | Facility Waste Compactors
22-11 82 29 |  |  |  | Composting Equipment
22-11 82 33 |  |  |  | Facility Waste Shredders
22-11 82 36 |  |  |  | Facility Waste Balers
22-11 90 00 |  | Miscellaneous Equipment
22-11 91 00 |  |  | Religious Equipment
22-11 91 13 |  |  |  | Baptisteries
22-11 92 00 |  |  | Agricultural Equipment
22-11 92 13 |  |  |  | Milkers
22-11 92 16 |  |  |  | Stock Feeders
22-11 92 19 |  |  |  | Stock Waterers
22-11 92 23 |  |  |  | Agricultural Waste Clean-Up Equipment
22-11 93 00 |  |  | Horticultural Equipment
22-11 93 13 |  |  |  | Hydroponic Growing Systems
22-11 93 16 |  |  |  | Seeders
22-11 93 19 |  |  |  | Transplanters
22-11 93 23 |  |  |  | Potting Machines
22-11 93 26 |  |  |  | Flat Fillers
22-11 93 29 |  |  |  | Baggers
22-11 93 33 |  |  |  | Soil Mixers
22-11 94 00 |  |  | Veterinary Equipment
22-11 95 00 |  |  | Arts and Crafts Equipment
22-11 95 13 |  |  |  | Kilns
22-11 97 00 |  |  | Security Equipment
22-11 97 13 |  |  |  | Deal Drawers
22-11 97 16 |  |  |  | Gun Ports
22-11 97 23 |  |  |  | Valuable Material Storage
22-11 98 00 |  |  | Detention Equipment
22-11 98 11 |  |  |  | Detention Equipment Requirements
22-11 98 12 |  |  |  | Detention Doors and Frames
22-11 98 13 |  |  |  | Detention Pass-Through Doors
22-11 98 14 |  |  |  | Detention Door Hardware
22-11 98 16 |  |  |  | Detention Equipment Fasteners
22-11 98 19 |  |  |  | Detention Room Padding
22-11 98 21 |  |  |  | Detention Windows
22-11 98 23 |  |  |  | Detention Window Screens
22-12 00 00 | Furnishings
22-12 01 00 |  |  | Operation and Maintenance of Furnishings
22-12 01 10 |  |  |  | Operation and Maintenance of Art
22-12 01 20 |  |  |  | Operation and Maintenance of Window Treatments
22-12 01 30 |  |  |  | Operation and Maintenance of Casework
22-12 01 40 |  |  |  | Operation and Maintenance of Furnishings and Accessories
22-12 01 50 |  |  |  | Operation and Maintenance of Furniture
22-12 01 60 |  |  |  | Operation and Maintenance of Multiple Seating
22-12 01 90 |  |  |  | Operation and Maintenance of Other Furnishings
22-12 05 00 |  |  | Common Work Results for Furnishings
22-12 05 05 |  |  |  | Selective Demolition for Furnishings
22-12 05 13 |  |  |  | Fabrics
22-12 08 00 |  |  | Commissioning of Furnishings
22-12 10 00 |  | Art
22-12 11 00 |  |  | Murals
22-12 11 13 |  |  |  | Photo Murals
22-12 11 16 |  |  |  | Sculptured Brick Panels
22-12 11 23 |  |  |  | Brick Murals
22-12 11 26 |  |  |  | Ceramic Tile Murals
22-12 11 33 |  |  |  | Trompe L'Oeil
22-12 12 00 |  |  | Wall Decorations
22-12 12 13 |  |  |  | Commissioned Paintings
22-12 12 16 |  |  |  | Framed Paintings
22-12 12 19 |  |  |  | Framed Prints
22-12 12 23 |  |  |  | Tapestries
22-12 12 26 |  |  |  | Wall Hangings
22-12 14 00 |  |  | Sculptures
22-12 14 13 |  |  |  | Carved Sculpture
22-12 14 16 |  |  |  | Cast Sculpture
22-12 14 19 |  |  |  | Constructed Sculpture
22-12 14 23 |  |  |  | Relief Art
22-12 17 00 |  |  | Art Glass
22-12 17 13 |  |  |  | Etched Glass
22-12 17 16 |  |  |  | Stained Glass
22-12 19 00 |  |  | Religious Art
22-12 20 00 |  | Window Treatments
22-12 21 00 |  |  | Window Blinds
22-12 21 13 |  |  |  | Horizontal Louver Blinds
22-12 21 13 13 |  |  |  |  | Metal Horizontal Louver Blinds
22-12 21 13 23 |  |  |  |  | Wood Horizontal Louver Blinds
22-12 21 13 33 |  |  |  |  | Plastic Horizontal Louver Blinds
22-12 21 16 |  |  |  | Vertical Louver Blinds
22-12 21 16 13 |  |  |  |  | Metal Vertical Louver Blinds
22-12 21 16 23 |  |  |  |  | Wood Vertical Louver Blinds
22-12 21 16 33 |  |  |  |  | Plastic Vertical Louver Blinds
22-12 21 23 |  |  |  | Roll-Down Blinds
22-12 21 26 |  |  |  | Black-Out Blinds
22-12 22 00 |  |  | Curtains and Drapes
22-12 22 13 |  |  |  | Draperies
22-12 22 16 |  |  |  | Drapery Track and Accessories
22-12 23 00 |  |  | Interior Shutters
22-12 23 13 |  |  |  | Wood Interior Shutters
22-12 24 00 |  |  | Window Shades
22-12 24 13 |  |  |  | Roller Window Shades
22-12 24 16 |  |  |  | Pleated Window Shades
22-12 24 16 13 |  |  |  |  | Z-Pleated Window Shades
22-12 24 16 16 |  |  |  |  | Cellular Shades
22-12 24 16 19 |  |  |  |  | Roman Shades
22-12 25 00 |  |  | Window Treatment Operating Hardware
22-12 25 09 |  |  |  | Window Treatment Control System
22-12 25 13 |  |  |  | Motorized Drapery Rods
22-12 26 00 |  |  | Interior Daylighting Devices
22-12 30 00 |  | Casework
22-12 31 00 |  |  | Manufactured Metal Casework
22-12 31 16 |  |  |  | Manufactured Metal Sandwich Panel Casework
22-12 32 00 |  |  | Manufactured Wood Casework
22-12 32 13 |  |  |  | Manufactured Wood-Veneer-Faced Casework
22-12 32 16 |  |  |  | Manufactured Plastic-Laminate-Clad Casework
22-12 34 00 |  |  | Manufactured Plastic Casework
22-12 34 16 |  |  |  | Manufactured Solid-Plastic Casework
22-12 34 19 |  |  |  | Manufactured Solid Surface Casework
22-12 35 00 |  |  | Specialty Casework
22-12 35 17 |  |  |  | Bank Casework
22-12 35 25 |  |  |  | Hospitality Casework
22-12 35 30 |  |  |  | Residential Casework
22-12 35 30 13 |  |  |  |  | Kitchen Casework
22-12 35 30 23 |  |  |  |  | Bathroom Casework
22-12 35 30 43 |  |  |  |  | Dormitory Casework
22-12 35 33 |  |  |  | Utility Room Casework
22-12 35 36 |  |  |  | Mailroom Casework
22-12 35 39 |  |  |  | Commercial Kitchen Casework
22-12 35 50 |  |  |  | Educational/Library Casework
22-12 35 50 13 |  |  |  |  | Educational Casework
22-12 35 50 53 |  |  |  |  | Library Casework
22-12 35 50 56 |  |  |  |  | Built-In Study Carrels
22-12 35 53 |  |  |  | Laboratory Casework
22-12 35 53 13 |  |  |  |  | Metal Laboratory Casework
22-12 35 53 16 |  |  |  |  | Plastic-Laminate-Clad Laboratory Casework
22-12 35 53 19 |  |  |  |  | Wood Laboratory Casework
22-12 35 53 23 |  |  |  |  | Solid-Plastic Laboratory Casework
22-12 35 59 |  |  |  | Display Casework
22-12 35 70 |  |  |  | Healthcare Casework
22-12 35 70 13 |  |  |  |  | Hospital Casework
22-12 35 70 16 |  |  |  |  | Nurse Station Casework
22-12 35 70 19 |  |  |  |  | Exam Room Casework
22-12 35 70 74 |  |  |  |  | Dental Casework
22-12 35 83 |  |  |  | Performing Arts Casework
22-12 35 91 |  |  |  | Religious Casework
22-12 36 00 |  |  | Countertops
22-12 36 13 |  |  |  | Concrete Countertops
22-12 36 16 |  |  |  | Metal Countertops
22-12 36 19 |  |  |  | Wood Countertops
22-12 36 23 |  |  |  | Plastic Countertops
22-12 36 23 13 |  |  |  |  | Plastic-Laminate-Clad Countertops
22-12 36 26 |  |  |  | Glass Countertops
22-12 36 40 |  |  |  | Stone Countertops
22-12 36 53 |  |  |  | Laboratory Countertops
22-12 36 61 |  |  |  | Simulated Stone Countertops
22-12 36 61 13 |  |  |  |  | Cultured Marble Countertops
22-12 36 61 16 |  |  |  |  | Solid Surfacing Countertops
22-12 36 61 19 |  |  |  |  | Quartz Agglomerate Countertops
22-12 36 71 |  |  |  | Paper-Composite Countertops
22-12 40 00 |  | Furnishings and Accessories
22-12 41 00 |  |  | Office Accessories
22-12 41 13 |  |  |  | Desk Accessories
22-12 42 00 |  |  | Table Accessories
22-12 42 13 |  |  |  | Ceramics
22-12 42 16 |  |  |  | Flatware
22-12 42 16 13 |  |  |  |  | Silverware
22-12 42 19 |  |  |  | Hollowware
22-12 42 23 |  |  |  | Glassware
22-12 42 26 |  |  |  | Table Linens
22-12 42 26 13 |  |  |  |  | Napery
22-12 43 00 |  |  | Portable Lamps
22-12 43 13 |  |  |  | Lamps
22-12 43 13 13 |  |  |  |  | Desk Lamps
22-12 43 13 16 |  |  |  |  | Table Lamps
22-12 43 13 19 |  |  |  |  | Floor Lamps
22-12 44 00 |  |  | Bath Furnishings
22-12 44 13 |  |  |  | Bath Linens
22-12 44 13 13 |  |  |  |  | Bath Mats
22-12 44 13 16 |  |  |  |  | Bath Towels
22-12 44 16 |  |  |  | Shower Curtains
22-12 45 00 |  |  | Bedroom Furnishings
22-12 45 13 |  |  |  | Bed Linens
22-12 45 13 13 |  |  |  |  | Blankets
22-12 45 13 16 |  |  |  |  | Comforters
22-12 45 16 |  |  |  | Pillows
22-12 46 00 |  |  | Furnishing Accessories
22-12 46 13 |  |  |  | Ash Receptacles
22-12 46 16 |  |  |  | Bowls
22-12 46 19 |  |  |  | Clocks
22-12 46 23 |  |  |  | Decorative Crafts
22-12 46 26 |  |  |  | Decorative Screens
22-12 46 29 |  |  |  | Vases
22-12 46 33 |  |  |  | Waste Receptacles
22-12 48 00 |  |  | Rugs and Mats
22-12 48 13 |  |  |  | Entrance Floor Mats and Frames
22-12 48 13 13 |  |  |  |  | Entrance Floor Mats
22-12 48 13 16 |  |  |  |  | Entrance Floor Mat Frames
22-12 48 16 |  |  |  | Entrance Floor Grilles
22-12 48 19 |  |  |  | Entrance Floor Gratings
22-12 48 23 |  |  |  | Entrance Floor Grids
22-12 48 26 |  |  |  | Entrance Tile
22-12 48 43 |  |  |  | Floor Mats
22-12 48 43 13 |  |  |  |  | Chair Mats
22-12 48 43 23 |  |  |  |  | Anti-Fatigue Floor Mats
22-12 48 43 26 |  |  |  |  | Fall-Cushioning Floor Mats
22-12 48 53 |  |  |  | Rugs
22-12 48 53 13 |  |  |  |  | Runners
22-12 48 53 16 |  |  |  |  | Oriental Rugs
22-12 50 00 |  | Furniture
22-12 51 00 |  |  | Office Furniture
22-12 51 16 |  |  |  | Case Goods
22-12 51 16 13 |  |  |  |  | Metal Case Goods
22-12 51 16 16 |  |  |  |  | Wood Case Goods
22-12 51 16 19 |  |  |  |  | Plastic-Laminate-Clad Case Goods
22-12 51 19 |  |  |  | Filing Cabinets
22-12 51 19 13 |  |  |  |  | Lateral Filing Cabinets
22-12 51 19 16 |  |  |  |  | Vertical Filing Cabinets
22-12 51 23 |  |  |  | Office Tables
22-12 51 83 |  |  |  | Custom Office Furniture
22-12 52 00 |  |  | Seating
22-12 52 13 |  |  |  | Chairs
22-12 52 19 |  |  |  | Upholstered Seating
22-12 52 23 |  |  |  | Office Seating
22-12 52 70 |  |  |  | Healthcare Seating
22-12 52 83 |  |  |  | Custom Seating
22-12 53 00 |  |  | Retail Furniture
22-12 53 83 |  |  |  | Custom Retail Furniture
22-12 54 00 |  |  | Hospitality Furniture
22-12 54 13 |  |  |  | Hotel and Motel Furniture
22-12 54 16 |  |  |  | Restaurant Furniture
22-12 54 83 |  |  |  | Custom Hospitality Furniture
22-12 55 00 |  |  | Detention Furniture
22-12 55 13 |  |  |  | Detention Bunks
22-12 55 16 |  |  |  | Detention Desks
22-12 55 19 |  |  |  | Detention Stools
22-12 55 23 |  |  |  | Detention Tables
22-12 55 26 |  |  |  | Detention Safety Clothes Hooks
22-12 55 83 |  |  |  | Custom Detention Furniture
22-12 55 86 |  |  |  | Detention Control Room Furniture
22-12 56 00 |  |  | Institutional Furniture
22-12 56 23 |  |  |  | Religious Furniture
22-12 56 33 |  |  |  | Classroom Furniture
22-12 56 33 13 |  |  |  |  | Fixed Classroom Tables
22-12 56 33 23 |  |  |  |  | Classroom Computer Furniture
22-12 56 39 |  |  |  | Lecterns
22-12 56 43 |  |  |  | Dormitory Furniture
22-12 56 51 |  |  |  | Library Furniture
22-12 56 51 13 |  |  |  |  | Book Shelves
22-12 56 51 16 |  |  |  |  | Study Carrels
22-12 56 51 19 |  |  |  |  | Index Card File Cabinets
22-12 56 52 |  |  |  | Audio-Visual Furniture
22-12 56 53 |  |  |  | Laboratory Furniture
22-12 56 70 |  |  |  | Healthcare Furniture
22-12 56 83 |  |  |  | Custom Institutional Furniture
22-12 56 86 |  |  |  | Institutional Control Room Furniture
22-12 57 00 |  |  | Industrial Furniture
22-12 57 13 |  |  |  | Welding Benches
22-12 57 16 |  |  |  | Welding Screens
22-12 57 19 |  |  |  | Laser Containment Screens
22-12 57 83 |  |  |  | Custom Industrial Furniture
22-12 57 86 |  |  |  | Industrial Control Room Furniture
22-12 58 00 |  |  | Residential Furniture
22-12 58 13 |  |  |  | Couches and Loveseats
22-12 58 13 13 |  |  |  |  | Futons
22-12 58 16 |  |  |  | Residential Chairs
22-12 58 16 13 |  |  |  |  | Reclining Chairs
22-12 58 19 |  |  |  | Dining Tables and Chairs
22-12 58 23 |  |  |  | Coffee Tables
22-12 58 26 |  |  |  | Entertainment Centers
22-12 58 29 |  |  |  | Beds
22-12 58 29 13 |  |  |  |  | Daybeds
22-12 58 33 |  |  |  | Dressers
22-12 58 33 13 |  |  |  |  | Armoires
22-12 58 36 |  |  |  | Nightstands
22-12 58 83 |  |  |  | Custom Residential Furniture
22-12 59 00 |  |  | Systems Furniture
22-12 59 13 |  |  |  | Panel-Hung Component System Furniture
22-12 59 16 |  |  |  | Free-Standing Component System Furniture
22-12 59 19 |  |  |  | Beam System Furniture
22-12 59 23 |  |  |  | Desk System Furniture
22-12 59 83 |  |  |  | Custom Systems Furniture
22-12 60 00 |  | Multiple Seating
22-12 61 00 |  |  | Fixed Audience Seating
22-12 61 13 |  |  |  | Upholstered Audience Seating
22-12 61 16 |  |  |  | Molded-Plastic Audience Seating
22-12 62 00 |  |  | Portable Audience Seating
22-12 62 13 |  |  |  | Folding Chairs
22-12 62 16 |  |  |  | Interlocking Chairs
22-12 62 19 |  |  |  | Stacking Chairs
22-12 62 23 |  |  |  | Portable Bleachers
22-12 63 00 |  |  | Stadium and Arena Seating
22-12 63 13 |  |  |  | Stadium and Arena Bench Seating
22-12 63 23 |  |  |  | Stadium and Arena Seats
22-12 64 00 |  |  | Booths and Tables
22-12 64 13 |  |  |  | Booths
22-12 64 16 |  |  |  | Tables
22-12 64 23 |  |  |  | Banquette Seating
22-12 65 00 |  |  | Multiple-Use Fixed Seating
22-12 66 00 |  |  | Telescoping Stands
22-12 66 13 |  |  |  | Telescoping Bleachers
22-12 66 23 |  |  |  | Telescoping Chair Platforms
22-12 67 00 |  |  | Pews and Benches
22-12 67 13 |  |  |  | Pews
22-12 67 23 |  |  |  | Benches
22-12 68 00 |  |  | Seat and Table Assemblies
22-12 68 13 |  |  |  | Pedestal Tablet Arm Chairs
22-12 90 00 |  | Other Furnishings
22-12 92 00 |  |  | Interior Planters and Artificial Plants
22-12 92 13 |  |  |  | Interior Artificial Plants
22-12 92 33 |  |  |  | Interior Planters
22-12 92 43 |  |  |  | Interior Landscaping Accessories
22-12 93 00 |  |  | Interior Public Space Furnishings
22-12 93 13 |  |  |  | Bicycle Racks
22-12 93 14 |  |  |  | Bicycle Lockers
22-12 93 23 |  |  |  | Trash and Litter Receptacles
22-13 00 00 | Special Construction
22-13 01 00 |  |  | Operation and Maintenance of Special Construction
22-13 01 10 |  |  |  | Operation and Maintenance of Special Facility Components
22-13 01 11 |  |  |  | Operation and Maintenance of Swimming Pools
22-13 01 12 |  |  |  | Operation and Maintenance of Fountains
22-13 01 13 |  |  |  | Operation and Maintenance of Aquariums
22-13 01 14 |  |  |  | Operation and Maintenance of Amusement Park Structures and Equipment
22-13 01 18 |  |  |  | Operation and Maintenance of Ice Rinks
22-13 01 20 |  |  |  | Operation and Maintenance of Special Purpose Rooms
22-13 01 21 |  |  |  | Operation and Maintenance of Controlled Environment Rooms
22-13 01 23 |  |  |  | Operation and Maintenance of Planetariums
22-13 01 30 |  |  |  | Operation and Maintenance of Special Structures
22-13 01 40 |  |  |  | Operation and Maintenance of Integrated Construction
22-13 01 46 |  |  |  | Maintenance of Lightning Protection Systems
22-13 01 49 |  |  |  | Operation and Maintenance of Radiation Protection
22-13 01 50 |  |  |  | Operation and Maintenance of Special Instrumentation
22-13 01 51 |  |  |  | Operation and Maintenance of Stress Instrumentation
22-13 01 52 |  |  |  | Operation and Maintenance of Seismic Instrumentation
22-13 01 53 |  |  |  | Operation and Maintenance of Meteorological Instrumentation
22-13 05 00 |  |  | Common Work Results for Special Construction
22-13 05 05 |  |  |  | Selective Demolition for Special Construction
22-13 08 00 |  |  | Commissioning of Special Construction
22-13 08 10 |  |  |  | Commissioning of Special Facility Components
22-13 08 11 |  |  |  | Commissioning of Swimming Pools
22-13 08 12 |  |  |  | Commissioning of Fountains
22-13 08 13 |  |  |  | Commissioning of Aquariums
22-13 08 14 |  |  |  | Commissioning of Amusement Park Structures and Equipment
22-13 08 18 |  |  |  | Commissioning of Ice Rinks
22-13 08 20 |  |  |  | Commissioning of Special Purpose Rooms
22-13 08 21 |  |  |  | Commissioning of Controlled Environment Rooms
22-13 08 23 |  |  |  | Commissioning of Planetariums
22-13 08 30 |  |  |  | Commissioning of Special Structures
22-13 08 40 |  |  |  | Commissioning of Integrated Construction
22-13 08 50 |  |  |  | Commissioning of Special Instrumentation
22-13 10 00 |  | Special Facility Components
22-13 11 00 |  |  | Swimming Pools
22-13 11 13 |  |  |  | Below-Grade Swimming Pools
22-13 11 23 |  |  |  | On-Grade Swimming Pools
22-13 11 33 |  |  |  | Elevated Swimming Pools
22-13 11 43 |  |  |  | Recirculating Gutter Systems
22-13 11 46 |  |  |  | Swimming Pool Accessories
22-13 11 49 |  |  |  | Swimming Pool Cleaning Equipment
22-13 11 53 |  |  |  | Movable Pool Bulkheads
22-13 11 56 |  |  |  | Movable Pool Floors
22-13 12 00 |  |  | Fountains
22-13 12 13 |  |  |  | Exterior Fountains
22-13 12 23 |  |  |  | Interior Fountains
22-13 13 00 |  |  | Aquariums
22-13 14 00 |  |  | Amusement Park Structures and Equipment
22-13 14 13 |  |  |  | Water Slides
22-13 14 16 |  |  |  | Wave Generating Equipment
22-13 14 23 |  |  |  | Amusement Park Rides
22-13 15 00 |  |  | Specialty Element Construction
22-13 17 00 |  |  | Tubs and Pools
22-13 17 13 |  |  |  | Hot Tubs
22-13 17 23 |  |  |  | Therapeutic Pools
22-13 17 33 |  |  |  | Whirlpool Tubs
22-13 18 00 |  |  | Ice Rinks
22-13 18 13 |  |  |  | Ice Rink Floor Systems
22-13 18 16 |  |  |  | Ice Rink Dasher Boards
22-13 19 00 |  |  | Kennels and Animal Shelters
22-13 19 13 |  |  |  | Kennel Enclosures and Gates
22-13 19 16 |  |  |  | Kennel Feeding Devices
22-13 19 19 |  |  |  | Animal Washing Tubs
22-13 20 00 |  | Special Purpose Rooms
22-13 21 00 |  |  | Controlled Environment Rooms
22-13 21 13 |  |  |  | Clean Rooms
22-13 21 16 |  |  |  | Hyperbaric Rooms
22-13 21 23 |  |  |  | Insulated Rooms
22-13 21 26 |  |  |  | Cold Storage Rooms
22-13 21 26 13 |  |  |  |  | Walk-in Coolers
22-13 21 26 16 |  |  |  |  | Walk-in Freezers
22-13 21 29 |  |  |  | Constant Temperature Rooms
22-13 21 48 |  |  |  | Sound-Conditioned Rooms
22-13 22 00 |  |  | Office Shelters and Booths
22-13 23 00 |  |  | Planetariums
22-13 24 00 |  |  | Special Activity Rooms
22-13 24 16 |  |  |  | Saunas
22-13 24 26 |  |  |  | Steam Baths
22-13 24 66 |  |  |  | Athletic Rooms
22-13 26 00 |  |  | Fabricated Rooms
22-13 26 13 |  |  |  | Storm Shelter Rooms
22-13 27 00 |  |  | Vaults
22-13 27 16 |  |  |  | Modular Fire Vaults
22-13 27 53 |  |  |  | Security Vaults
22-13 27 53 13 |  |  |  |  | Modular Concrete Security Vaults
22-13 27 53 16 |  |  |  |  | Modular Metal-Clad Laminated Security Vaults
22-13 28 00 |  |  | Athletic and Recreational Special Construction
22-13 28 13 |  |  |  | Indoor Soccer Boards
22-13 28 16 |  |  |  | Safety Netting
22-13 28 19 |  |  |  | Arena Football Boards
22-13 28 26 |  |  |  | Floor Sockets
22-13 28 33 |  |  |  | Athletic and Recreational Court Walls
22-13 28 66 |  |  |  | Demountable Athletic Surfaces
22-13 30 00 |  | Special Structures
22-13 31 00 |  |  | Fabric Structures
22-13 31 13 |  |  |  | Air-Supported Fabric Structures
22-13 31 13 13 |  |  |  |  | Single-Walled Air-Supported Structures
22-13 31 13 16 |  |  |  |  | Multiple-Walled Air-Supported Structures
22-13 31 23 |  |  |  | Tensioned Fabric Structures
22-13 31 33 |  |  |  | Framed Fabric Structures
22-13 32 00 |  |  | Space Frames
22-13 32 13 |  |  |  | Metal Space Frames
22-13 32 23 |  |  |  | Wood Space Frames
22-13 33 00 |  |  | Geodesic Structures
22-13 33 13 |  |  |  | Geodesic Domes
22-13 34 00 |  |  | Fabricated Engineered Structures
22-13 34 13 |  |  |  | Glazed Structures
22-13 34 13 13 |  |  |  |  | Greenhouses
22-13 34 13 16 |  |  |  |  | Solariums
22-13 34 13 19 |  |  |  |  | Swimming Pool Enclosures
22-13 34 13 23 |  |  |  |  | Sunrooms
22-13 34 13 26 |  |  |  |  | Conservatories
22-13 34 16 |  |  |  | Grandstands and Bleachers
22-13 34 16 13 |  |  |  |  | Grandstands
22-13 34 16 53 |  |  |  |  | Bleachers
22-13 34 18 |  |  |  | Post Frame Building Systems
22-13 34 19 |  |  |  | Metal Building Systems
22-13 34 23 |  |  |  | Fabricated Structures
22-13 34 23 13 |  |  |  |  | Portable and Mobile Buildings
22-13 34 23 14 |  |  |  |  | Fabricated Classroom Buildings
22-13 34 23 16 |  |  |  |  | Fabricated Control Booths
22-13 34 23 19 |  |  |  |  | Fabricated Dome Structures
22-13 34 23 23 |  |  |  |  | Fabricated Substation Control Rooms
22-13 34 23 26 |  |  |  |  | Fabricated Cold Storage Buildings
22-13 34 56 |  |  |  | Observatories
22-13 35 00 |  |  | Rammed Earth Construction
22-13 35 13 |  |  |  | Rammed Earth Walls
22-13 35 13 13 |  |  |  |  | Traditional Rammed Earth Walls
22-13 35 13 23 |  |  |  |  | Stabilized Insulated Rammed Earth Walls
22-13 36 00 |  |  | Towers
22-13 36 13 |  |  |  | Metal Towers
22-13 36 13 13 |  |  |  |  | Steel Towers
22-13 36 23 |  |  |  | Wood Towers
22-13 40 00 |  | Integrated Construction
22-13 42 00 |  |  | Building Modules and Components
22-13 42 13 |  |  |  | Bathroom Unit Modules
22-13 42 25 |  |  |  | Hospitality Unit Modules
22-13 42 33 |  |  |  | Apartment Unit Modules
22-13 42 43 |  |  |  | Dormitory Unit Modules
22-13 42 46 |  |  |  | Education Unit Modules
22-13 42 63 |  |  |  | Detention Cell Modules
22-13 42 63 13 |  |  |  |  | Precast-Concrete Detention Cell Modules
22-13 42 63 16 |  |  |  |  | Steel Detention Cell Modules
22-13 42 73 |  |  |  | Integrated Interior Modules
22-13 42 73 11 |  |  |  |  | Integrated Floor Assemblies
22-13 42 73 13 |  |  |  |  | Integrated Wall Assemblies
22-13 42 73 15 |  |  |  |  | Integrated Ceiling Assemblies
22-13 44 00 |  |  | Modular Mezzanines
22-13 46 00 |  |  | Lightning Protection Systems
22-13 46 13 |  |  |  | Lightning Protection for Structures
22-13 46 16 |  |  |  | Lightning Prevention and Dissipation
22-13 46 19 |  |  |  | Early Streamer Emission Lightning Protection
22-13 46 23 |  |  |  | Lightning Monitoring Equipment
22-13 47 00 |  |  | Facility Protection
22-13 47 13 |  |  |  | Cathodic Protection
22-13 47 13 13 |  |  |  |  | Cathodic Protection for Underground and Submerged Piping
22-13 47 13 16 |  |  |  |  | Cathodic Protection for Underground Storage Tanks
22-13 47 13 19 |  |  |  |  | Cathodic Protection for Concrete Reinforcing
22-13 48 00 |  |  | Sound, Vibration, and Seismic Control
22-13 48 13 |  |  |  | Manufactured Sound and Vibration Control Components
22-13 48 23 |  |  |  | Fabricated Sound and Vibration Control Assemblies
22-13 48 53 |  |  |  | Manufactured Seismic Control Components
22-13 48 63 |  |  |  | Fabricated Seismic Control Assemblies
22-13 49 00 |  |  | Radiation Protection
22-13 49 13 |  |  |  | Integrated X-Ray Shielding Assemblies
22-13 49 16 |  |  |  | Modular X-Ray Shielding Rooms
22-13 49 23 |  |  |  | Integrated RFI/EMI Shielding Assemblies
22-13 49 26 |  |  |  | Modular RFI/EMI Shielding Rooms
22-13 50 00 |  | Special Instrumentation
22-13 51 00 |  |  | Stress Instrumentation
22-13 52 00 |  |  | Seismic Instrumentation
22-13 53 00 |  |  | Meteorological Instrumentation
22-13 53 13 |  |  |  | Solar Instrumentation
22-13 53 23 |  |  |  | Wind Instrumentation
22-14 00 00 | Conveying Equipment
22-14 01 00 |  |  | Operation and Maintenance of Conveying Equipment
22-14 01 10 |  |  |  | Operation and Maintenance of Dumbwaiters
22-14 01 10 71 |  |  |  |  | Dumbwaiter Rehabilitation
22-14 01 20 |  |  |  | Operation and Maintenance of Elevators
22-14 01 20 71 |  |  |  |  | Elevator Rehabilitation
22-14 01 30 |  |  |  | Operation and Maintenance of Escalators and Moving Walks
22-14 01 30 71 |  |  |  |  | Escalators and Moving Walks Rehabilitation
22-14 01 40 |  |  |  | Operation and Maintenance of Lifts
22-14 01 40 71 |  |  |  |  | Lift Rehabilitation
22-14 01 70 |  |  |  | Operation and Maintenance of Turntables
22-14 01 80 |  |  |  | Operation and Maintenance of Scaffolding
22-14 01 90 |  |  |  | Operation and Maintenance of Other Conveying Equipment
22-14 05 00 |  |  | Common Work Results for Conveying Equipment
22-14 05 05 |  |  |  | Selective Demolition for Conveying Equipment
22-14 08 00 |  |  | Commissioning of Conveying Equipment
22-14 08 10 |  |  |  | Commissioning of Dumbwaiters
22-14 08 20 |  |  |  | Commissioning of Elevators
22-14 08 30 |  |  |  | Commissioning of Escalators and Moving Walks
22-14 08 40 |  |  |  | Commissioning of Lifts
22-14 08 70 |  |  |  | Commissioning of Turntables
22-14 08 80 |  |  |  | Commissioning of Scaffolding
22-14 10 00 |  | Dumbwaiters
22-14 11 00 |  |  | Manual Dumbwaiters
22-14 12 00 |  |  | Electric Dumbwaiters
22-14 14 00 |  |  | Hydraulic Dumbwaiters
22-14 20 00 |  | Elevators
22-14 21 00 |  |  | Electric Traction Elevators
22-14 21 13 |  |  |  | Electric Traction Freight Elevators
22-14 21 23 |  |  |  | Electric Traction Passenger Elevators
22-14 21 23 13 |  |  |  |  | Machine Room Electric Traction Passenger Elevators
22-14 21 23 16 |  |  |  |  | Machine Room-Less Electric Traction Passenger Elevators
22-14 21 33 |  |  |  | Electric Traction Residential Elevators
22-14 21 43 |  |  |  | Electric Traction Service Elevators
22-14 24 00 |  |  | Hydraulic Elevators
22-14 24 13 |  |  |  | Hydraulic Freight Elevators
22-14 24 23 |  |  |  | Hydraulic Passenger Elevators
22-14 24 33 |  |  |  | Hydraulic Residential Elevators
22-14 24 43 |  |  |  | Hydraulic Service Elevators
22-14 25 00 |  |  | Rack and Pinion Elevators
22-14 26 00 |  |  | Limited-Use/Limited-Application Elevators
22-14 27 00 |  |  | Custom Elevator Cabs and Doors
22-14 27 13 |  |  |  | Custom Elevator Cab Finishes
22-14 27 16 |  |  |  | Custom Elevator Doors
22-14 28 00 |  |  | Elevator Equipment and Controls
22-14 28 16 |  |  |  | Elevator Controls
22-14 28 19 |  |  |  | Elevator Equipment
22-14 28 19 13 |  |  |  |  | Elevator Safety Equipment
22-14 28 19 16 |  |  |  |  | Elevator Hoistway Equipment
22-14 30 00 |  | Escalators and Moving Walks
22-14 31 00 |  |  | Escalators
22-14 32 00 |  |  | Moving Walks
22-14 33 00 |  |  | Moving Ramps
22-14 33 13 |  |  |  | Motorized Ramps
22-14 33 16 |  |  |  | Powered Ramps
22-14 40 00 |  | Lifts
22-14 41 00 |  |  | People Lifts
22-14 41 13 |  |  |  | Counterbalanced People Lifts
22-14 41 16 |  |  |  | Endless-Belt People Lifts
22-14 41 19 |  |  |  | Stairway Chairlifts
22-14 42 00 |  |  | Wheelchair Lifts
22-14 42 13 |  |  |  | Inclined Wheelchair Lifts
22-14 42 16 |  |  |  | Vertical Wheelchair Lifts
22-14 43 00 |  |  | Platform Lifts
22-14 43 13 |  |  |  | Orchestra Lifts
22-14 43 16 |  |  |  | Stage Lifts
22-14 44 00 |  |  | Sidewalk Lifts
22-14 45 00 |  |  | Vehicle Lifts
22-14 45 13 |  |  |  | Vehicle Service Lifts
22-14 45 23 |  |  |  | Vehicle Parking Lifts
22-14 46 00 |  |  | Material Lifts
22-14 70 00 |  | Turntables
22-14 71 00 |  |  | Industrial Turntables
22-14 71 11 |  |  |  | Vehicle Turntables
22-14 72 00 |  |  | Hospitality Turntables
22-14 72 25 |  |  |  | Restaurant Turntables
22-14 73 00 |  |  | Exhibit Turntables
22-14 73 59 |  |  |  | Display Turntables
22-14 74 00 |  |  | Entertainment Turntables
22-14 74 61 |  |  |  | Stage Turntables
22-14 80 00 |  | Scaffolding
22-14 81 00 |  |  | Suspended Scaffolding
22-14 81 13 |  |  |  | Beam Scaffolding
22-14 81 16 |  |  |  | Carriage Scaffolding
22-14 81 19 |  |  |  | Hook Scaffolding
22-14 82 00 |  |  | Rope Climbers
22-14 82 13 |  |  |  | Manual Rope Climbers
22-14 82 16 |  |  |  | Powered Rope Climbers
22-14 83 00 |  |  | Elevating Platforms
22-14 83 13 |  |  |  | Telescoping Platform Lifts
22-14 83 13 13 |  |  |  |  | Electric and Battery Telescoping Platform Lifts
22-14 83 13 16 |  |  |  |  | Pneumatic Telescoping Platform Lifts
22-14 83 16 |  |  |  | Scissor Lift Platforms
22-14 83 19 |  |  |  | Multi-Axis Platform Lifts
22-14 84 00 |  |  | Powered Scaffolding
22-14 84 13 |  |  |  | Window Washing Scaffolding
22-14 84 23 |  |  |  | Window Washing Hoists
22-14 90 00 |  | Other Conveying Equipment
22-14 91 00 |  |  | Facility Chutes
22-14 91 13 |  |  |  | Coal Chutes
22-14 91 23 |  |  |  | Escape Chutes
22-14 91 33 |  |  |  | Laundry and Linen Chutes
22-14 91 82 |  |  |  | Trash Chutes
22-14 92 00 |  |  | Pneumatic Tube Systems
22-14 93 00 |  |  | Slide Pole Systems
22-14 93 13 |  |  |  | Firehouse Slide Poles
22-21 00 00 | Fire Suppression
22-21 01 00 |  |  | Operation and Maintenance of Fire Suppression
22-21 01 10 |  |  |  | Operation and Maintenance of Water-Based Fire-Suppression Systems
22-21 01 20 |  |  |  | Operation and Maintenance of Fire-Extinguishing Systems
22-21 01 30 |  |  |  | Operation and Maintenance of Fire-Suppression Equipment
22-21 05 00 |  |  | Common Work Results for Fire Suppression
22-21 05 05 |  |  |  | Selective Demolition for Fire Suppression
22-21 05 13 |  |  |  | Common Motor Requirements for Fire-Suppression Equipment
22-21 05 16 |  |  |  | Expansion Fittings and Loops for Fire-Suppression Piping
22-21 05 17 |  |  |  | Sleeves and Sleeve Seals for Fire-Suppression Piping
22-21 05 19 |  |  |  | Meters and Gauges for Fire-Suppression Systems
22-21 05 23 |  |  |  | General-Duty Valves for Water-Based Fire-Suppression Piping
22-21 05 29 |  |  |  | Hangers and Supports for Fire-Suppression Piping and Equipment
22-21 05 33 |  |  |  | Heat Tracing for Fire-Suppression Piping
22-21 05 48 |  |  |  | Vibration and Seismic Controls for Fire-Suppression Piping and Equipment
22-21 05 48 13 |  |  |  |  | Vibration Controls for Fire-Suppression Piping and Equipment
22-21 05 53 |  |  |  | Identification for Fire-Suppression Piping and Equipment
22-21 07 00 |  |  | Fire Suppression Systems Insulation
22-21 07 16 |  |  |  | Fire-Suppression Equipment Insulation
22-21 07 19 |  |  |  | Fire-Suppression Piping Insulation
22-21 08 00 |  |  | Commissioning of Fire Suppression
22-21 09 00 |  |  | Instrumentation and Control for Fire-Suppression Systems
22-21 10 00 |  | Water-Based Fire-Suppression Systems
22-21 11 00 |  |  | Facility Fire-Suppression Water-Service Piping
22-21 11 16 |  |  |  | Facility Fire Hydrants
22-21 11 19 |  |  |  | Fire-Department Connections
22-21 12 00 |  |  | Fire-Suppression Standpipes
22-21 12 13 |  |  |  | Fire-Suppression Hoses and Nozzles
22-21 12 16 |  |  |  | Fire-Suppression Hose Reels
22-21 12 19 |  |  |  | Fire-Suppression Hose Racks
22-21 12 23 |  |  |  | Fire-Suppression Hose Valves
22-21 13 00 |  |  | Fire-Suppression Sprinkler Systems
22-21 13 13 |  |  |  | Wet-Pipe Sprinkler Systems
22-21 13 16 |  |  |  | Dry-Pipe Sprinkler Systems
22-21 13 19 |  |  |  | Preaction Sprinkler Systems
22-21 13 23 |  |  |  | Combined Dry-Pipe and Preaction Sprinkler Systems
22-21 13 26 |  |  |  | Deluge Fire-Suppression Sprinkler Systems
22-21 13 29 |  |  |  | Water Spray Fixed Systems
22-21 13 36 |  |  |  | Antifreeze Sprinkler Systems
22-21 13 39 |  |  |  | Foam-Water Systems
22-21 20 00 |  | Fire-Extinguishing Systems
22-21 21 00 |  |  | Gas-Based Fire-Extinguishing Systems
22-21 21 13 |  |  |  | Carbon-Dioxide Fire-Extinguishing Piping
22-21 21 13 13 |  |  |  |  | High-Pressure, Carbon-Dioxide Fire-Extinguishing Systems
22-21 21 13 16 |  |  |  |  | Low-Pressure, Carbon-Dioxide Fire-Extinguishing Systems
22-21 21 16 |  |  |  | Carbon-Dioxide Fire-Extinguishing Equipment
22-21 21 23 |  |  |  | Nitrogen-Water Fire-Extinguishing Systems
22-21 22 00 |  |  | Clean-Agent Fire-Extinguishing Systems
22-21 22 13 |  |  |  | Clean-Agent Fire-Extinguishing Piping
22-21 22 16 |  |  |  | Clean-Agent Fire-Extinguishing Equipment
22-21 23 00 |  |  | Wet-Chemical Fire-Extinguishing Systems
22-21 23 13 |  |  |  | Wet-Chemical Fire-Extinguishing Piping
22-21 23 16 |  |  |  | Wet-Chemical Fire-Extinguishing Equipment
22-21 24 00 |  |  | Dry-Chemical Fire-Extinguishing Systems
22-21 24 13 |  |  |  | Dry-Chemical Fire-Extinguishing Piping
22-21 24 16 |  |  |  | Dry-Chemical Fire-Extinguishing Equipment
22-21 30 00 |  | Fire Pumps
22-21 31 00 |  |  | Centrifugal Fire Pumps
22-21 31 13 |  |  |  | Electric-Drive, Centrifugal Fire Pumps
22-21 31 16 |  |  |  | Diesel-Drive, Centrifugal Fire Pumps
22-21 32 00 |  |  | Vertical-Turbine Fire Pumps
22-21 32 13 |  |  |  | Electric-Drive, Vertical-Turbine Fire Pumps
22-21 32 16 |  |  |  | Diesel-Drive, Vertical-Turbine Fire Pumps
22-21 33 00 |  |  | Positive-Displacement Fire Pumps
22-21 33 13 |  |  |  | Electric-Drive, Positive-Displacement Fire Pumps
22-21 33 16 |  |  |  | Diesel-Drive, Positive-Displacement Fire Pumps
22-21 34 00 |  |  | Fire Pump Accessories
22-21 34 13 |  |  |  | Pressure Maintenance Pumps
22-21 40 00 |  | Fire-Suppression Water Storage
22-21 41 00 |  |  | Storage Tanks for Fire-Suppression Water
22-21 41 13 |  |  |  | Pressurized Storage Tanks for Fire-Suppression Water
22-21 41 16 |  |  |  | Elevated Storage Tanks for Fire-Suppression Water
22-21 41 19 |  |  |  | Roof-Mounted Storage Tanks for Fire-Suppression Water
22-21 41 23 |  |  |  | Ground Suction Storage Tanks for Fire-Suppression Water
22-21 41 26 |  |  |  | Underground Storage Tanks for Fire-Suppression Water
22-21 41 29 |  |  |  | Storage Tanks for Fire-Suppression Water Additives
22-22 00 00 | Plumbing
22-22 01 00 |  |  | Operation and Maintenance of Plumbing
22-22 01 10 |  |  |  | Operation and Maintenance of Plumbing Piping and Pumps
22-22 01 10 16 |  |  |  |  | Video Piping Inspections
22-22 01 10 51 |  |  |  |  | Plumbing Piping Cleaning
22-22 01 10 61 |  |  |  |  | Plumbing Piping Repairs
22-22 01 10 62 |  |  |  |  | Plumbing Piping Relining
22-22 01 30 |  |  |  | Operation and Maintenance of Plumbing Equipment
22-22 01 40 |  |  |  | Operation and Maintenance of Plumbing Fixtures
22-22 01 50 |  |  |  | Operation and Maintenance of Pool and Fountain Plumbing Systems
22-22 01 60 |  |  |  | Operation and Maintenance of Laboratory and Healthcare Systems
22-22 05 00 |  |  | Common Work Results for Plumbing
22-22 05 05 |  |  |  | Selective Demolition for Plumbing
22-22 05 13 |  |  |  | Common Motor Requirements for Plumbing Equipment
22-22 05 16 |  |  |  | Expansion Fittings and Loops for Plumbing Piping
22-22 05 17 |  |  |  | Sleeves and Sleeve Seals for Plumbing Piping
22-22 05 19 |  |  |  | Meters and Gauges for Plumbing Piping
22-22 05 23 |  |  |  | General-Duty Valves for Plumbing Piping
22-22 05 29 |  |  |  | Hangers and Supports for Plumbing Piping and Equipment
22-22 05 33 |  |  |  | Heat Tracing for Plumbing Piping
22-22 05 48 |  |  |  | Vibration and Seismic Controls for Plumbing Piping and Equipment
22-22 05 48 13 |  |  |  |  | Vibration Controls for Plumbing Piping and Equipment
22-22 05 53 |  |  |  | Identification for Plumbing Piping and Equipment
22-22 05 73 |  |  |  | Facility Drainage Manholes
22-22 05 76 |  |  |  | Facility Drainage Piping Cleanouts
22-22 07 00 |  |  | Plumbing Insulation
22-22 07 16 |  |  |  | Plumbing Equipment Insulation
22-22 07 19 |  |  |  | Plumbing Piping Insulation
22-22 08 00 |  |  | Commissioning of Plumbing
22-22 09 00 |  |  | Instrumentation and Control for Plumbing
22-22 09 63 |  |  |  | Medical Gas Alarms
22-22 10 00 |  | Plumbing Piping
22-22 11 00 |  |  | Facility Water Distribution
22-22 11 13 |  |  |  | Facility Water Distribution Piping
22-22 11 16 |  |  |  | Domestic Water Piping
22-22 11 17 |  |  |  | Gray-Water Piping
22-22 11 19 |  |  |  | Domestic Water Piping Specialties
22-22 11 23 |  |  |  | Domestic Water Pumps
22-22 11 23 13 |  |  |  |  | Domestic-Water Packaged Booster Pumps
22-22 11 23 23 |  |  |  |  | Domestic-Water In-Line Pumps
22-22 11 23 26 |  |  |  |  | Close-Coupled, Horizontally Mounted, In-Line Centrifugal Domestic-Water Pumps
22-22 11 23 29 |  |  |  |  | Close-Coupled, Vertically Mounted, In-Line Centrifugal Domestic-Water Pumps
22-22 11 23 33 |  |  |  |  | Separately Coupled, In-Line Centrifugal Domestic-Water Pumps
22-22 11 23 36 |  |  |  |  | Separately Coupled, Horizontally Mounted, In-Line Centrifugal Domestic-Water Pumps
22-22 11 23 43 |  |  |  |  | Domestic-Water, Base-Mounted Pumps
22-22 11 63 |  |  |  | Gray-Water Pumps
22-22 12 00 |  |  | Facility Potable-Water Storage Tanks
22-22 12 13 |  |  |  | Facility Roof-Mounted, Potable-Water Storage Tanks
22-22 12 16 |  |  |  | Facility Elevated, Potable-Water Storage Tanks
22-22 12 19 |  |  |  | Facility Ground-Mounted, Potable-Water Storage Tanks
22-22 12 21 |  |  |  | Facility Underground Potable-Water Storage Tanks
22-22 12 23 |  |  |  | Facility Indoor Potable-Water Storage Tanks
22-22 12 23 13 |  |  |  |  | Facility Steel, Indoor Potable-Water Storage Pressure Tanks
22-22 12 23 16 |  |  |  |  | Facility Steel, Indoor Potable-Water Storage Non-Pressure Tanks
22-22 12 23 23 |  |  |  |  | Facility Plastic, Indoor Potable-Water Storage Pressure Tanks
22-22 12 23 26 |  |  |  |  | Facility Plastic, Indoor Potable-Water Storage Non-Pressure Tanks
22-22 13 00 |  |  | Facility Sanitary Sewerage
22-22 13 13 |  |  |  | Facility Sanitary Sewers
22-22 13 16 |  |  |  | Sanitary Waste and Vent Piping
22-22 13 19 |  |  |  | Sanitary Waste Piping Specialties
22-22 13 19 13 |  |  |  |  | Sanitary Drains
22-22 13 19 23 |  |  |  |  | Fats, Oils, and Grease Disposal Systems
22-22 13 19 26 |  |  |  |  | Grease Removal Devices
22-22 13 19 33 |  |  |  |  | Backwater Valves
22-22 13 19 36 |  |  |  |  | Air-Admittance Valves
22-22 13 23 |  |  |  | Sanitary Waste Interceptors
22-22 13 26 |  |  |  | Sanitary Waste Separators
22-22 13 29 |  |  |  | Sanitary Sewerage Pumps
22-22 13 29 13 |  |  |  |  | Wet-Pit-Mounted, Vertical Sewerage Pumps
22-22 13 29 16 |  |  |  |  | Submersible Sewerage Pumps
22-22 13 29 23 |  |  |  |  | Sewerage Pump Reverse-Flow Assemblies
22-22 13 29 33 |  |  |  |  | Sewerage Pump Basins and Pits
22-22 13 33 |  |  |  | Packaged, Submersible Sewerage Pump Units
22-22 13 36 |  |  |  | Packaged, Wastewater Pump Units
22-22 13 43 |  |  |  | Facility Packaged Sewage Pumping Stations
22-22 13 43 13 |  |  |  |  | Facility Dry-Well Packaged Sewage Pumping Stations
22-22 13 43 16 |  |  |  |  | Facility Wet-Well Packaged Sewage Pumping Stations
22-22 13 63 |  |  |  | Facility Gray Water Tanks
22-22 14 00 |  |  | Facility Storm Drainage
22-22 14 13 |  |  |  | Facility Storm Drainage Piping
22-22 14 16 |  |  |  | Rainwater Leaders
22-22 14 19 |  |  |  | Sump Pump Discharge Piping
22-22 14 23 |  |  |  | Storm Drainage Piping Specialties
22-22 14 26 |  |  |  | Facility Storm Drains
22-22 14 26 13 |  |  |  |  | Roof Drains
22-22 14 26 16 |  |  |  |  | Facility Area Drains
22-22 14 26 19 |  |  |  |  | Facility Trench Drains
22-22 14 29 |  |  |  | Sump Pumps
22-22 14 29 13 |  |  |  |  | Wet-Pit-Mounted, Vertical Sump Pumps
22-22 14 29 16 |  |  |  |  | Submersible Sump Pumps
22-22 14 29 19 |  |  |  |  | Sump-Pump Basins and Pits
22-22 14 33 |  |  |  | Packaged, Pedestal Drainage Pump Units
22-22 14 36 |  |  |  | Packaged, Submersible, Drainage Pump Units
22-22 14 53 |  |  |  | Rainwater Storage Tanks
22-22 14 63 |  |  |  | Facility Storm-Water Retention Tanks
22-22 15 00 |  |  | General Service Compressed-Air Systems
22-22 15 13 |  |  |  | General Service Compressed-Air Piping
22-22 15 16 |  |  |  | General Service Compressed-Air Valves
22-22 15 19 |  |  |  | General Service Packaged Air Compressors and Receivers
22-22 15 19 13 |  |  |  |  | General Service Packaged Reciprocating Air Compressors
22-22 15 19 16 |  |  |  |  | General Service Packaged Liquid-Ring Air Compressors
22-22 15 19 19 |  |  |  |  | General Service Packaged Rotary-Screw Air Compressors
22-22 15 19 23 |  |  |  |  | General Service Packaged Sliding-Vane Air Compressors
22-22 30 00 |  | Plumbing Equipment
22-22 31 00 |  |  | Domestic Water Softeners
22-22 31 13 |  |  |  | Residential Domestic Water Softeners
22-22 31 16 |  |  |  | Commercial Domestic Water Softeners
22-22 32 00 |  |  | Domestic Water Filtration Equipment
22-22 32 13 |  |  |  | Domestic-Water Bag-Type Filters
22-22 32 16 |  |  |  | Domestic-Water Freestanding Cartridge Filters
22-22 32 19 |  |  |  | Domestic-Water Off-Floor Cartridge Filters
22-22 32 23 |  |  |  | Domestic-Water Carbon Filters
22-22 32 26 |  |  |  | Domestic-Water Sand Filters
22-22 32 26 13 |  |  |  |  | Domestic-Water Circulating Sand Filters
22-22 32 26 16 |  |  |  |  | Domestic-Water Multimedia Sand Filters
22-22 32 26 19 |  |  |  |  | Domestic-Water Greensand Filters
22-22 33 00 |  |  | Electric Domestic Water Heaters
22-22 33 13 |  |  |  | Instantaneous Electric Domestic Water Heaters
22-22 33 13 13 |  |  |  |  | Flow-Control, Instantaneous Electric Domestic Water Heaters
22-22 33 13 16 |  |  |  |  | Thermostat-Control, Instantaneous Electric Domestic Water Heaters
22-22 33 30 |  |  |  | Residential, Electric Domestic Water Heaters
22-22 33 30 13 |  |  |  |  | Residential, Small-Capacity Electric Domestic Water Heaters
22-22 33 30 16 |  |  |  |  | Residential, Storage Electric Domestic Water Heaters
22-22 33 30 23 |  |  |  |  | Residential, Collector-to-Tank, Solar-Electric Domestic Water Heaters
22-22 33 30 26 |  |  |  |  | Residential, Collector-to-Tank, Heat-Exchanger-Coil, Solar-Electric Domestic Water Heaters
22-22 33 33 |  |  |  | Light-Commercial Electric Domestic Water Heaters
22-22 33 36 |  |  |  | Commercial Domestic Water Electric Booster Heaters
22-22 33 36 13 |  |  |  |  | Commercial Domestic Water Electric Booster Heaters
22-22 33 36 16 |  |  |  |  | Commercial Storage Electric Domestic Water Heaters
22-22 34 00 |  |  | Fuel-Fired Domestic Water Heaters
22-22 34 13 |  |  |  | Instantaneous, Tankless, Gas Domestic Water Heaters
22-22 34 30 |  |  |  | Residential Gas Domestic Water Heaters
22-22 34 30 13 |  |  |  |  | Residential, Atmospheric, Gas Domestic Water Heaters
22-22 34 30 16 |  |  |  |  | Residential, Direct-Vent, Gas Domestic Water Heaters
22-22 34 30 19 |  |  |  |  | Residential, Power-Vent, Gas Domestic Water Heaters
22-22 34 36 |  |  |  | Commercial Gas Domestic Water Heaters
22-22 34 36 13 |  |  |  |  | Commercial, Atmospheric, Gas Domestic Water Heaters
22-22 34 36 16 |  |  |  |  | Commercial, Power-Burner, Gas Domestic Water Heaters
22-22 34 36 19 |  |  |  |  | Commercial, Power-Vent, Gas Domestic Water Heaters
22-22 34 36 23 |  |  |  |  | Commercial, High-Efficiency, Gas Domestic Water Heaters
22-22 34 36 26 |  |  |  |  | Commercial, Coil-Type, Finned-Tube, Gas Domestic Water Heaters
22-22 34 36 29 |  |  |  |  | Commercial, Grid-Type, Finned-Tube, Gas Domestic Water Heaters
22-22 34 46 |  |  |  | Oil-Fired Domestic Water Heaters
22-22 34 46 13 |  |  |  |  | Large-Capacity, Oil-Fired Domestic Water Heaters
22-22 34 56 |  |  |  | Dual-Fuel-Fired Domestic Water Heaters
22-22 35 00 |  |  | Domestic Water Heat Exchangers
22-22 35 13 |  |  |  | Instantaneous Domestic Water Heat Exchangers
22-22 35 13 13 |  |  |  |  | Heating-Fluid-in-Coil, Instantaneous Domestic Water Heat Exchangers
22-22 35 13 16 |  |  |  |  | Domestic-Water-in-Coil, Instantaneous Domestic Water Heat Exchangers
22-22 35 13 19 |  |  |  |  | Heating-Fluid-in-U-Tube-Coil, Instantaneous Domestic Water Heat Exchangers
22-22 35 23 |  |  |  | Circulating, Domestic Water Heat Exchangers
22-22 35 23 13 |  |  |  |  | Circulating, Compact Domestic Water Heat Exchangers
22-22 35 23 16 |  |  |  |  | Circulating, Storage Domestic Water Heat Exchangers
22-22 35 29 |  |  |  | Noncirculating, Domestic Water Heat Exchangers
22-22 35 29 13 |  |  |  |  | Noncirculating, Compact Domestic Water Heat Exchangers
22-22 35 29 16 |  |  |  |  | Noncirculating, Storage Domestic Water Heat Exchangers
22-22 35 36 |  |  |  | Domestic Water Brazed-Plate Heat Exchangers
22-22 35 39 |  |  |  | Domestic Water Frame-and-Plate Heat Exchangers
22-22 35 43 |  |  |  | Domestic Water Heat Reclaimers
22-22 36 00 |  |  | Domestic Water Preheaters
22-22 36 13 |  |  |  | Solar Domestic Water Preheaters
22-22 36 23 |  |  |  | Geothermal Domestic Water Preheaters
22-22 40 00 |  | Plumbing Fixtures
22-22 41 00 |  |  | Residential Plumbing Fixtures
22-22 41 13 |  |  |  | Residential Water Closets, Urinals, and Bidets
22-22 41 13 13 |  |  |  |  | Residential Water Closets
22-22 41 13 16 |  |  |  |  | Residential Urinals
22-22 41 13 19 |  |  |  |  | Residential Bidets
22-22 41 16 |  |  |  | Residential Lavatories and Sinks
22-22 41 16 13 |  |  |  |  | Residential Lavatories
22-22 41 16 16 |  |  |  |  | Residential Sinks
22-22 41 19 |  |  |  | Residential Bathtubs
22-22 41 23 |  |  |  | Residential Showers
22-22 41 26 |  |  |  | Residential Disposers
22-22 41 36 |  |  |  | Residential Laundry Trays
22-22 41 39 |  |  |  | Residential Faucets, Supplies, and Trim
22-22 42 00 |  |  | Commercial Plumbing Fixtures
22-22 42 13 |  |  |  | Commercial Water Closets, Urinals, and Bidets
22-22 42 13 13 |  |  |  |  | Commercial Water Closets
22-22 42 13 16 |  |  |  |  | Commercial Urinals
22-22 42 16 |  |  |  | Commercial Lavatories and Sinks
22-22 42 16 13 |  |  |  |  | Commercial Lavatories
22-22 42 16 16 |  |  |  |  | Commercial Sinks
22-22 42 19 |  |  |  | Commercial Bathtubs
22-22 42 23 |  |  |  | Commercial Showers
22-22 42 26 |  |  |  | Commercial Disposers
22-22 42 29 |  |  |  | Shampoo Bowls
22-22 42 33 |  |  |  | Wash Fountains
22-22 42 36 |  |  |  | Commercial Laundry Trays
22-22 42 39 |  |  |  | Commercial Faucets
22-22 42 43 |  |  |  | Flushometers
22-22 43 00 |  |  | Healthcare Plumbing Fixtures
22-22 43 13 |  |  |  | Healthcare Water Closets
22-22 43 16 |  |  |  | Healthcare Sinks
22-22 43 19 |  |  |  | Healthcare Bathtubs
22-22 43 23 |  |  |  | Healthcare Showers
22-22 43 39 |  |  |  | Healthcare Faucets
22-22 43 43 |  |  |  | Healthcare Plumbing Fixture Flushometers
22-22 45 00 |  |  | Emergency Plumbing Fixtures
22-22 45 13 |  |  |  | Emergency Showers
22-22 45 16 |  |  |  | Eyewash Equipment
22-22 45 19 |  |  |  | Self-Contained Eyewash Equipment
22-22 45 23 |  |  |  | Personal Eyewash Equipment
22-22 45 26 |  |  |  | Eye/Face Wash Equipment
22-22 45 29 |  |  |  | Hand-Held Emergency Drench Hoses
22-22 45 33 |  |  |  | Combination Emergency Fixture Units
22-22 45 36 |  |  |  | Emergency Fixture Water-Tempering Equipment
22-22 46 00 |  |  | Security Plumbing Fixtures
22-22 46 13 |  |  |  | Security Water Closets and Urinals
22-22 46 13 13 |  |  |  |  | Security Water Closets
22-22 46 13 16 |  |  |  |  | Security Urinals
22-22 46 16 |  |  |  | Security Lavatories and Sinks
22-22 46 16 13 |  |  |  |  | Security Lavatories
22-22 46 16 16 |  |  |  |  | Security Sinks
22-22 46 19 |  |  |  | Security Showers
22-22 46 39 |  |  |  | Security Faucets, Supplies, and Trim
22-22 46 43 |  |  |  | Security Plumbing Fixture Flushometers
22-22 46 53 |  |  |  | Security Plumbing Fixture Supports
22-22 47 00 |  |  | Drinking Fountains and Water Coolers
22-22 47 13 |  |  |  | Drinking Fountains
22-22 47 16 |  |  |  | Pressure Water Coolers
22-22 47 19 |  |  |  | Water-Station Water Coolers
22-22 47 23 |  |  |  | Remote Water Coolers
22-22 50 00 |  | Pool and Fountain Plumbing Systems
22-22 51 00 |  |  | Swimming Pool Plumbing Systems
22-22 51 13 |  |  |  | Swimming Pool Piping
22-22 51 16 |  |  |  | Swimming Pool Pumps
22-22 51 19 |  |  |  | Swimming Pool Water Treatment Equipment
22-22 51 23 |  |  |  | Swimming Pool Equipment Controls
22-22 52 00 |  |  | Fountain Plumbing Systems
22-22 52 13 |  |  |  | Fountain Piping
22-22 52 16 |  |  |  | Fountain Pumps
22-22 52 19 |  |  |  | Fountain Water Treatment Equipment
22-22 52 19 13 |  |  |  |  | Electronic Fountain Water Conditioning Equipment
22-22 52 23 |  |  |  | Fountain Equipment Controls
22-22 60 00 |  | Gas and Vacuum Systems for Laboratory and Healthcare Facilities
22-22 61 00 |  |  | Compressed-Air Systems for Laboratory and Healthcare Facilities
22-22 61 13 |  |  |  | Compressed-Air Piping for Laboratory and Healthcare Facilities
22-22 61 13 53 |  |  |  |  | Laboratory Compressed-Air Piping
22-22 61 13 70 |  |  |  |  | Healthcare Compressed-Air Piping
22-22 61 13 74 |  |  |  |  | Dental Compressed-Air Piping
22-22 61 19 |  |  |  | Compressed-Air Equipment for Laboratory and Healthcare Facilities
22-22 61 19 53 |  |  |  |  | Laboratory Compressed-Air Equipment
22-22 61 19 70 |  |  |  |  | Healthcare Compressed-Air Equipment
22-22 61 19 74 |  |  |  |  | Dental Compressed-Air Equipment
22-22 62 00 |  |  | Vacuum Systems for Laboratory and Healthcare Facilities
22-22 62 13 |  |  |  | Vacuum Piping for Laboratory and Healthcare Facilities
22-22 62 13 53 |  |  |  |  | Laboratory Vacuum Piping
22-22 62 13 70 |  |  |  |  | Healthcare, Surgical Vacuum Piping
22-22 62 13 74 |  |  |  |  | Dental Vacuum Piping
22-22 62 19 |  |  |  | Vacuum Equipment for Laboratory and Healthcare Facilities
22-22 62 19 53 |  |  |  |  | Laboratory Vacuum Equipment
22-22 62 19 70 |  |  |  |  | Healthcare Vacuum Equipment
22-22 62 19 74 |  |  |  |  | Dental Vacuum and Evacuation Equipment
22-22 62 23 |  |  |  | Waste Anesthesia-Gas Piping
22-22 63 00 |  |  | Gas Systems for Laboratory and Healthcare Facilities
22-22 63 13 |  |  |  | Gas Piping for Laboratory and Healthcare Facilities
22-22 63 13 53 |  |  |  |  | Laboratory Gas Piping
22-22 63 13 70 |  |  |  |  | Healthcare Gas Piping
22-22 63 19 |  |  |  | Gas Storage Tanks for Laboratory and Healthcare Facilities
22-22 63 19 53 |  |  |  |  | Laboratory Gas Storage Tanks
22-22 63 19 70 |  |  |  |  | Healthcare Gas Storage Tanks
22-22 66 00 |  |  | Chemical-Waste Systems for Laboratory and Healthcare Facilities
22-22 66 53 |  |  |  | Laboratory Chemical-Waste and Vent Piping
22-22 66 70 |  |  |  | Healthcare Chemical-Waste and Vent Piping
22-22 66 83 |  |  |  | Chemical-Waste Tanks
22-22 66 83 13 |  |  |  |  | Chemical-Waste Dilution Tanks
22-22 66 83 16 |  |  |  |  | Chemical-Waste Neutralization Tanks
22-22 67 00 |  |  | Processed Water Systems for Laboratory and Healthcare Facilities
22-22 67 13 |  |  |  | Processed Water Piping for Laboratory and Healthcare Facilities
22-22 67 13 13 |  |  |  |  | Distilled-Water Piping
22-22 67 13 16 |  |  |  |  | Reverse-Osmosis Water Piping
22-22 67 13 19 |  |  |  |  | Deionized-Water Piping
22-22 67 19 |  |  |  | Processed Water Equipment for Laboratory and Healthcare Facilities
22-22 67 19 13 |  |  |  |  | Distilled-Water Equipment
22-22 67 19 16 |  |  |  |  | Reverse-Osmosis Water Equipment
22-22 67 19 19 |  |  |  |  | Deionized-Water Equipment
22-23 00 00 | Heating, Ventilating, and Air Conditioning (HVAC)
22-23 01 00 |  |  | Operation and Maintenance of HVAC Systems
22-23 01 10 |  |  |  | Operation and Maintenance of Facility Fuel Systems
22-23 01 20 |  |  |  | Operation and Maintenance of HVAC Piping and Pumps
22-23 01 30 |  |  |  | Operation and Maintenance of HVAC Air Distribution
22-23 01 30 51 |  |  |  |  | HVAC Air-Distribution System Cleaning
22-23 01 50 |  |  |  | Operation and Maintenance of Central Heating Equipment
22-23 01 60 |  |  |  | Operation and Maintenance of Central Cooling Equipment
22-23 01 60 71 |  |  |  |  | Refrigerant Recovery/Recycling
22-23 01 70 |  |  |  | Operation and Maintenance of Central HVAC Equipment
22-23 01 80 |  |  |  | Operation and Maintenance of Decentralized HVAC Equipment
22-23 01 90 |  |  |  | Diagnostic Systems for HVAC
22-23 05 00 |  |  | Common Work Results for HVAC
22-23 05 05 |  |  |  | Selective Demolition for Heating, Ventilating, and Air Conditioning (HVAC)
22-23 05 13 |  |  |  | Common Motor Requirements for HVAC Equipment
22-23 05 16 |  |  |  | Expansion Fittings and Loops for HVAC Piping
22-23 05 17 |  |  |  | Sleeves and Sleeve Seals for HVAC Piping
22-23 05 19 |  |  |  | Meters and Gauges for HVAC Piping
22-23 05 23 |  |  |  | General-Duty Valves for HVAC Piping
22-23 05 29 |  |  |  | Hangers and Supports for HVAC Piping and Equipment
22-23 05 33 |  |  |  | Heat Tracing for HVAC Piping
22-23 05 48 |  |  |  | Vibration and Seismic Controls for HVAC
22-23 05 48 13 |  |  |  |  | Vibration Controls for HVAC
22-23 05 53 |  |  |  | Identification for HVAC Piping and Equipment
22-23 05 63 |  |  |  | Anti-Microbial Coatings for HVAC Ducts and Equipment
22-23 05 66 |  |  |  | Anti-Microbial Ultraviolet Emitters for HVAC Ducts and Equipment
22-23 05 93 |  |  |  | Testing, Adjusting, and Balancing for HVAC
22-23 07 00 |  |  | HVAC Insulation
22-23 07 13 |  |  |  | Duct Insulation
22-23 07 16 |  |  |  | HVAC Equipment Insulation
22-23 07 19 |  |  |  | HVAC Piping Insulation
22-23 08 00 |  |  | Commissioning of HVAC
22-23 09 00 |  |  | Instrumentation and Control for HVAC
22-23 09 13 |  |  |  | Instrumentation and Control Devices for HVAC
22-23 09 13 13 |  |  |  |  | Actuators and Operators
22-23 09 13 23 |  |  |  |  | Sensors and Transmitters
22-23 09 13 33 |  |  |  |  | Control Valves
22-23 09 13 43 |  |  |  |  | Control Dampers
22-23 09 23 |  |  |  | Direct-Digital Control System for HVAC
22-23 09 23 11 |  |  |  |  | Control Valves
22-23 09 23 12 |  |  |  |  | Control Dampers
22-23 09 23 13 |  |  |  |  | Energy Meters
22-23 09 23 14 |  |  |  |  | Flow Instruments
22-23 09 23 16 |  |  |  |  | Gas Instruments
22-23 09 23 17 |  |  |  |  | Level Instruments
22-23 09 23 18 |  |  |  |  | Leak Detection Instruments
22-23 09 23 19 |  |  |  |  | Moisture Instruments
22-23 09 23 21 |  |  |  |  | Motion Instruments
22-23 09 23 22 |  |  |  |  | Position Instruments
22-23 09 23 23 |  |  |  |  | Pressure Instruments
22-23 09 23 24 |  |  |  |  | Speed Instruments
22-23 09 23 27 |  |  |  |  | Temperature Instruments
22-23 09 23 33 |  |  |  |  | Vibration Instruments
22-23 09 23 43 |  |  |  |  | Weather Stations
22-23 09 33 |  |  |  | Electric and Electronic Control System for HVAC
22-23 09 43 |  |  |  | Pneumatic Control System for HVAC
22-23 09 53 |  |  |  | Pneumatic and Electric Control System for HVAC
22-23 09 93 |  |  |  | Sequence of Operations for HVAC Controls
22-23 09 93 11 |  |  |  |  | Sequence of Operation for HVAC DDC
22-23 10 00 |  | Facility Fuel Systems
22-23 11 00 |  |  | Facility Fuel Piping
22-23 11 13 |  |  |  | Facility Fuel-Oil Piping
22-23 11 16 |  |  |  | Facility Gasoline Piping
22-23 11 23 |  |  |  | Facility Natural-Gas Piping
22-23 11 26 |  |  |  | Facility Liquefied-Petroleum Gas Piping
22-23 12 00 |  |  | Facility Fuel Pumps
22-23 12 13 |  |  |  | Facility Fuel-Oil Pumps
22-23 12 16 |  |  |  | Facility Gasoline Dispensing Pumps
22-23 12 26 |  |  |  | Facility Liquefied-Petroleum Gas Pumps
22-23 13 00 |  |  | Facility Fuel-Storage Tanks
22-23 13 13 |  |  |  | Facility Underground Fuel-Oil, Storage Tanks
22-23 13 13 13 |  |  |  |  | Double-Wall Steel, Underground Fuel-Oil, Storage Tanks
22-23 13 13 16 |  |  |  |  | Composite, Steel, Underground Fuel-Oil, Storage Tanks
22-23 13 13 19 |  |  |  |  | Jacketed, Steel, Underground Fuel-Oil, Storage Tanks
22-23 13 13 23 |  |  |  |  | Glass-Fiber-Reinforced-Plastic, Underground Fuel-Oil, Storage Tanks
22-23 13 13 33 |  |  |  |  | Fuel-Oil Storage Tank Pumps
22-23 13 23 |  |  |  | Facility Aboveground Fuel-Oil, Storage Tanks
22-23 13 23 13 |  |  |  |  | Vertical, Steel, Aboveground Fuel-Oil, Storage Tanks
22-23 13 23 16 |  |  |  |  | Horizontal, Steel, Aboveground Fuel-Oil, Storage Tanks
22-23 13 23 19 |  |  |  |  | Containment-Dike, Steel, Aboveground Fuel-Oil, Storage Tanks
22-23 13 23 23 |  |  |  |  | Insulated, Steel, Aboveground Fuel-Oil, Storage Tanks
22-23 13 23 26 |  |  |  |  | Concrete-Vaulted, Steel, Aboveground Fuel-Oil, Storage Tanks
22-23 13 26 |  |  |  | Facility Aboveground Liquefied-Petroleum Gas Storage Tanks
22-23 20 00 |  | HVAC Piping and Pumps
22-23 21 00 |  |  | Hydronic Piping and Pumps
22-23 21 13 |  |  |  | Hydronic Piping
22-23 21 13 13 |  |  |  |  | Underground Hydronic Piping
22-23 21 13 23 |  |  |  |  | Aboveground Hydronic Piping
22-23 21 13 33 |  |  |  |  | Ground-Loop Heat-Pump Piping
22-23 21 16 |  |  |  | Hydronic Piping Specialties
22-23 21 23 |  |  |  | Hydronic Pumps
22-23 21 23 13 |  |  |  |  | In-Line Centrifugal Hydronic Pumps
22-23 21 23 16 |  |  |  |  | Base-Mounted, Centrifugal Hydronic Pumps
22-23 21 23 19 |  |  |  |  | Vertical-Mounted, Double-Suction Centrifugal Hydronic Pumps
22-23 21 23 23 |  |  |  |  | Vertical-Turbine Hydronic Pumps
22-23 21 29 |  |  |  | Automatic Condensate Pump Units
22-23 22 00 |  |  | Steam and Condensate Piping and Pumps
22-23 22 13 |  |  |  | Steam and Condensate Piping
22-23 22 13 13 |  |  |  |  | Underground Steam and Condensate Piping
22-23 22 13 23 |  |  |  |  | Aboveground Steam and Condensate Piping
22-23 22 16 |  |  |  | Steam and Condensate Piping Specialties
22-23 22 23 |  |  |  | Steam Condensate Pumps
22-23 22 23 13 |  |  |  |  | Electric-Driven Steam Condensate Pumps
22-23 22 23 23 |  |  |  |  | Pressure-Powered Steam Condensate Pumps
22-23 23 00 |  |  | Refrigerant Piping
22-23 23 13 |  |  |  | Refrigerant Piping Valves
22-23 23 16 |  |  |  | Refrigerant Piping Specialties
22-23 23 19 |  |  |  | Refrigerant Safety Relief Valve Discharge Piping
22-23 23 23 |  |  |  | Refrigerants
22-23 24 00 |  |  | Internal-Combustion Engine Piping
22-23 24 13 |  |  |  | Internal-Combustion Engine Remote-Radiator Coolant Piping
22-23 24 16 |  |  |  | Internal-Combustion Engine Exhaust Piping
22-23 25 00 |  |  | HVAC Water Treatment
22-23 25 13 |  |  |  | Water Treatment for Closed-Loop Hydronic Systems
22-23 25 16 |  |  |  | Water Treatment for Open Hydronic Systems
22-23 25 19 |  |  |  | Water Treatment for Steam System Feedwater
22-23 25 23 |  |  |  | Water Treatment for Humidification Steam System Feedwater
22-23 25 26 |  |  |  | Electronic Water Conditioning for HVAC Systems
22-23 25 33 |  |  |  | HVAC Makeup-Water Filtration Equipment
22-23 30 00 |  | HVAC Air Distribution
22-23 31 00 |  |  | HVAC Ducts and Casings
22-23 31 13 |  |  |  | Metal Ducts
22-23 31 13 13 |  |  |  |  | Rectangular Metal Ducts
22-23 31 13 16 |  |  |  |  | Round and Flat-Oval Spiral Ducts
22-23 31 13 19 |  |  |  |  | Metal Duct Fittings
22-23 31 16 |  |  |  | Nonmetal Ducts
22-23 31 16 13 |  |  |  |  | Fibrous-Glass Ducts
22-23 31 16 16 |  |  |  |  | Thermoset Fiberglass-Reinforced Plastic Ducts
22-23 31 16 19 |  |  |  |  | PVC Ducts
22-23 31 16 26 |  |  |  |  | Concrete Ducts
22-23 31 19 |  |  |  | HVAC Casings
22-23 32 00 |  |  | Air Plenums and Chases
22-23 32 13 |  |  |  | Fabricated, Metal Air Plenums
22-23 32 33 |  |  |  | Air-Distribution Ceiling Plenums
22-23 32 36 |  |  |  | Air-Distribution Floor Plenums
22-23 32 39 |  |  |  | Air-Distribution Wall Plenums
22-23 32 43 |  |  |  | Air-Distribution Chases Formed by General Construction
22-23 32 48 |  |  |  | Acoustical Air Plenums
22-23 33 00 |  |  | Air Duct Accessories
22-23 33 13 |  |  |  | Dampers
22-23 33 13 13 |  |  |  |  | Volume-Control Dampers
22-23 33 13 16 |  |  |  |  | Fire Dampers
22-23 33 13 19 |  |  |  |  | Smoke-Control Dampers
22-23 33 13 23 |  |  |  |  | Backdraft Dampers
22-23 33 19 |  |  |  | Duct Silencers
22-23 33 23 |  |  |  | Turning Vanes
22-23 33 33 |  |  |  | Duct-Mounting Access Doors
22-23 33 38 |  |  |  | Duct Security Bars
22-23 33 43 |  |  |  | Flexible Connectors
22-23 33 46 |  |  |  | Flexible Ducts
22-23 33 53 |  |  |  | Duct Liners
22-23 34 00 |  |  | HVAC Fans
22-23 34 13 |  |  |  | Axial HVAC Fans
22-23 34 16 |  |  |  | Centrifugal HVAC Fans
22-23 34 23 |  |  |  | HVAC Power Ventilators
22-23 34 33 |  |  |  | Air Curtains
22-23 34 39 |  |  |  | High-Volume, Low-Speed Propeller Fans
22-23 35 00 |  |  | Special Exhaust Systems
22-23 35 13 |  |  |  | Dust Collection Systems
22-23 35 13 13 |  |  |  |  | Sawdust Collection Systems
22-23 35 16 |  |  |  | Engine Exhaust Systems
22-23 35 16 13 |  |  |  |  | Positive-Pressure Engine Exhaust Systems
22-23 35 16 16 |  |  |  |  | Mechanical Engine Exhaust Systems
22-23 35 33 |  |  |  | Listed Kitchen Ventilation Exhaust System
22-23 36 00 |  |  | Air Terminal Units
22-23 36 13 |  |  |  | Constant-Air-Volume Units
22-23 36 16 |  |  |  | Variable-Air-Volume Units
22-23 37 00 |  |  | Air Outlets and Inlets
22-23 37 13 |  |  |  | Diffusers, Registers, and Grilles
22-23 37 13 43 |  |  |  |  | Security Registers and Grilles
22-23 37 16 |  |  |  | Fabric Air Distribution Devices
22-23 37 23 |  |  |  | HVAC Gravity Ventilators
22-23 37 23 13 |  |  |  |  | HVAC Gravity Dome Ventilators
22-23 37 23 16 |  |  |  |  | HVAC Gravity Louvered-Penthouse Ventilators
22-23 37 23 19 |  |  |  |  | HVAC Gravity Upblast Ventilators
22-23 38 00 |  |  | Ventilation Hoods
22-23 38 13 |  |  |  | Commercial-Kitchen Hoods
22-23 38 13 13 |  |  |  |  | Listed Commercial-Kitchen Hoods
22-23 38 13 16 |  |  |  |  | Standard Commercial-Kitchen Hoods
22-23 38 16 |  |  |  | Fume Hoods
22-23 40 00 |  | HVAC Air Cleaning Devices
22-23 41 00 |  |  | Particulate Air Filtration
22-23 41 13 |  |  |  | Panel Air Filters
22-23 41 16 |  |  |  | Renewable-Media Air Filters
22-23 41 19 |  |  |  | Washable Air Filters
22-23 41 23 |  |  |  | Extended Surface Filters
22-23 41 33 |  |  |  | High-Efficiency Particulate Filtration
22-23 41 43 |  |  |  | Ultra-Low Penetration Filtration
22-23 41 46 |  |  |  | Super Ultra-Low Penetration Filtration
22-23 42 00 |  |  | Gas-Phase Air Filtration
22-23 42 13 |  |  |  | Activated-Carbon Air Filtration
22-23 42 16 |  |  |  | Chemically-Impregnated Adsorption Air Filtration
22-23 42 19 |  |  |  | Catalytic-Adsorption Air Filtration
22-23 43 00 |  |  | Electronic Air Cleaners
22-23 43 13 |  |  |  | Washable Electronic Air Cleaners
22-23 43 16 |  |  |  | Agglomerator Electronic Air Cleaners
22-23 43 23 |  |  |  | Self-Contained Electronic Air Cleaners
22-23 50 00 |  | Central Heating Equipment
22-23 51 00 |  |  | Breechings, Chimneys, and Stacks
22-23 51 13 |  |  |  | Draft Control Devices
22-23 51 13 11 |  |  |  |  | Draft Control Fans
22-23 51 13 13 |  |  |  |  | Draft-Induction Fans
22-23 51 13 16 |  |  |  |  | Vent Dampers
22-23 51 13 19 |  |  |  |  | Barometric Dampers
22-23 51 16 |  |  |  | Fabricated Breechings and Accessories
22-23 51 19 |  |  |  | Fabricated Stacks
22-23 51 23 |  |  |  | Gas Vents
22-23 51 33 |  |  |  | Insulated Sectional Chimneys
22-23 51 43 |  |  |  | Flue-Gas Filtration Equipment
22-23 51 43 13 |  |  |  |  | Gaseous Filtration
22-23 51 43 16 |  |  |  |  | Particulate Filtration
22-23 52 00 |  |  | Heating Boilers
22-23 52 13 |  |  |  | Electric Boilers
22-23 52 16 |  |  |  | Condensing Boilers
22-23 52 16 13 |  |  |  |  | Stainless-Steel Condensing Boilers
22-23 52 16 16 |  |  |  |  | Aluminum Condensing Boilers
22-23 52 17 |  |  |  | Low Mass Boilers
22-23 52 19 |  |  |  | Pulse Combustion Boilers
22-23 52 23 |  |  |  | Cast-Iron Boilers
22-23 52 33 |  |  |  | Water-Tube Boilers
22-23 52 33 13 |  |  |  |  | Finned Water-Tube Boilers
22-23 52 33 14 |  |  |  |  | Flexible Water-Tube Boilers
22-23 52 33 16 |  |  |  |  | Steel Water-Tube Boilers
22-23 52 33 19 |  |  |  |  | Copper Water-Tube Boilers
22-23 52 39 |  |  |  | Fire-Tube Boilers
22-23 52 39 13 |  |  |  |  | Scotch Marine Boilers
22-23 52 39 16 |  |  |  |  | Steel Fire-Tube Boilers
22-23 52 83 |  |  |  | Boiler Blowdown Systems
22-23 53 00 |  |  | Heating Boiler Feedwater Equipment
22-23 53 13 |  |  |  | Boiler Feedwater Pumps
22-23 53 16 |  |  |  | Deaerators
22-23 54 00 |  |  | Furnaces
22-23 54 13 |  |  |  | Electric-Resistance Furnaces
22-23 54 16 |  |  |  | Fuel-Fired Furnaces
22-23 54 16 13 |  |  |  |  | Gas-Fired Furnaces
22-23 54 16 16 |  |  |  |  | Oil-Fired Furnaces
22-23 55 00 |  |  | Fuel-Fired Heaters
22-23 55 13 |  |  |  | Fuel-Fired Duct Heaters
22-23 55 13 13 |  |  |  |  | Oil-Fired Duct Heaters
22-23 55 13 16 |  |  |  |  | Gas-Fired Duct Heaters
22-23 55 23 |  |  |  | Gas-Fired Radiant Heaters
22-23 55 23 13 |  |  |  |  | Low-Intensity Gas-Fired Radiant Heaters
22-23 55 23 16 |  |  |  |  | High-Intensity Gas-Fired Radiant Heaters
22-23 55 33 |  |  |  | Fuel-Fired Unit Heaters
22-23 55 33 13 |  |  |  |  | Oil-Fired Unit Heaters
22-23 55 33 16 |  |  |  |  | Gas-Fired Unit Heaters
22-23 56 00 |  |  | Solar Energy Heating Equipment
22-23 56 13 |  |  |  | Heating Solar Collectors
22-23 56 13 13 |  |  |  |  | Heating Solar Flat-Plate Collectors
22-23 56 13 16 |  |  |  |  | Heating Solar Concentrating Collectors
22-23 56 13 19 |  |  |  |  | Heating Solar Vacuum-Tube Collectors
22-23 56 16 |  |  |  | Packaged Solar Heating Equipment
22-23 56 23 |  |  |  | Solar Air-Heating Panels
22-23 57 00 |  |  | Heat Exchangers for HVAC
22-23 57 13 |  |  |  | Steam-to-Steam Heat Exchangers
22-23 57 16 |  |  |  | Steam-to-Water Heat Exchangers
22-23 57 19 |  |  |  | Liquid-to-Liquid Heat Exchangers
22-23 57 19 13 |  |  |  |  | Plate-Type, Liquid-to-Liquid Heat Exchangers
22-23 57 19 16 |  |  |  |  | Shell-Type, Liquid-to-Liquid Heat Exchangers
22-23 57 33 |  |  |  | Direct Geoexchange Heat Exchangers
22-23 60 00 |  | Central Cooling Equipment
22-23 61 00 |  |  | Refrigerant Compressors
22-23 61 13 |  |  |  | Centrifugal Refrigerant Compressors
22-23 61 13 13 |  |  |  |  | Non-Condensable Gas Purge Equipment
22-23 61 16 |  |  |  | Reciprocating Refrigerant Compressors
22-23 61 19 |  |  |  | Scroll Refrigerant Compressors
22-23 61 23 |  |  |  | Rotary-Screw Refrigerant Compressors
22-23 62 00 |  |  | Packaged Compressor and Condenser Units
22-23 62 13 |  |  |  | Packaged Air-Cooled Refrigerant Compressor and Condenser Units
22-23 62 23 |  |  |  | Packaged Water-Cooled Refrigerant Compressor and Condenser Units
22-23 62 46 |  |  |  | Packaged Variable-Refrigerant-Flow Air-Conditioning Systems
22-23 63 00 |  |  | Refrigerant Condensers
22-23 63 13 |  |  |  | Air-Cooled Refrigerant Condensers
22-23 63 23 |  |  |  | Water-Cooled Refrigerant Condensers
22-23 63 33 |  |  |  | Evaporative Refrigerant Condensers
22-23 64 00 |  |  | Packaged Water Chillers
22-23 64 13 |  |  |  | Absorption Water Chillers
22-23 64 13 13 |  |  |  |  | Direct-Fired Absorption Water Chillers
22-23 64 13 16 |  |  |  |  | Indirect-Fired Absorption Water Chillers
22-23 64 16 |  |  |  | Centrifugal Water Chillers
22-23 64 16 13 |  |  |  |  | Air-Cooled Centrifugal Water Chillers
22-23 64 16 16 |  |  |  |  | Water-Cooled Centrifugal Water Chillers
22-23 64 19 |  |  |  | Reciprocating Water Chillers
22-23 64 23 |  |  |  | Scroll Water Chillers
22-23 64 23 13 |  |  |  |  | Air-Cooled Scroll Water Chillers
22-23 64 23 16 |  |  |  |  | Water-Cooled Scroll Water Chillers
22-23 64 26 |  |  |  | Rotary-Screw Water Chillers
22-23 64 26 13 |  |  |  |  | Air-Cooled, Rotary-Screw Water Chillers
22-23 64 26 16 |  |  |  |  | Water-Cooled, Rotary-Screw Water Chillers
22-23 64 33 |  |  |  | Modular Water Chillers
22-23 64 33 13 |  |  |  |  | Air-Cooled, Modular Water Chillers
22-23 64 33 16 |  |  |  |  | Water-Cooled, Modular Water Chillers
22-23 65 00 |  |  | Cooling Towers
22-23 65 13 |  |  |  | Forced-Draft Cooling Towers
22-23 65 13 13 |  |  |  |  | Open-Circuit, Forced-Draft Cooling Towers
22-23 65 13 16 |  |  |  |  | Closed-Circuit, Forced-Draft Cooling Towers
22-23 65 14 |  |  |  | Induced-Draft Cooling Towers
22-23 65 14 13 |  |  |  |  | Open-Circuit, Induced-Draft Counterflow Cooling Towers
22-23 65 14 14 |  |  |  |  | Open-Circuit, Induced-Draft Crossflow Cooling Towers
22-23 65 14 16 |  |  |  |  | Closed-Circuit, Induced-Draft Counterflow Cooling Towers
22-23 65 14 17 |  |  |  |  | Closed-Circuit, Induced-Draft Combined-Flow Cooling Towers
22-23 65 16 |  |  |  | Natural-Draft Cooling Towers
22-23 65 23 |  |  |  | Field-Erected Cooling Towers
22-23 65 33 |  |  |  | Liquid Coolers
22-23 70 00 |  | Central HVAC Equipment
22-23 71 00 |  |  | Thermal Storage
22-23 71 13 |  |  |  | Thermal Heat Storage
22-23 71 13 13 |  |  |  |  | Room Storage Heaters for Thermal Storage
22-23 71 13 16 |  |  |  |  | Heat-Pump Boosters for Thermal Storage
22-23 71 13 19 |  |  |  |  | Central Furnace Heat-Storage Units
22-23 71 13 23 |  |  |  |  | Pressurized-Water Thermal Storage Tanks
22-23 71 16 |  |  |  | Chilled-Water Thermal Storage
22-23 71 19 |  |  |  | Ice Storage
22-23 71 19 13 |  |  |  |  | Internal Ice-on-Coil Thermal Storage
22-23 71 19 16 |  |  |  |  | External Ice-on-Coil Thermal Storage
22-23 71 19 19 |  |  |  |  | Encapsulated-Ice Thermal Storage
22-23 71 19 23 |  |  |  |  | Ice-Harvesting Thermal Storage
22-23 71 19 26 |  |  |  |  | Ice-Slurry Thermal Storage
22-23 72 00 |  |  | Air-to-Air Energy Recovery Equipment
22-23 72 13 |  |  |  | Heat-Wheel Air-to-Air Energy-Recovery Equipment
22-23 72 16 |  |  |  | Heat-Pipe Air-to-Air Energy-Recovery Equipment
22-23 72 19 |  |  |  | Fixed-Plate Air-to-Air Energy-Recovery Equipment
22-23 72 23 |  |  |  | Packaged Air-to-Air Energy-Recovery Units
22-23 73 00 |  |  | Indoor Central-Station Air-Handling Units
22-23 73 13 |  |  |  | Modular Indoor Central-Station Air-Handling Units
22-23 73 23 |  |  |  | Custom Indoor Central-Station Air-Handling Units
22-23 73 33 |  |  |  | Indoor Indirect Fuel-Fired Heating and Ventilating Units
22-23 73 33 13 |  |  |  |  | Indoor Indirect Oil-Fired Heating and Ventilating Units
22-23 73 33 16 |  |  |  |  | Indoor Indirect Gas-Fired Heating and Ventilating Units
22-23 73 39 |  |  |  | Indoor, Direct Gas-Fired Heating and Ventilating Units
22-23 74 00 |  |  | Packaged Outdoor HVAC Equipment
22-23 74 13 |  |  |  | Packaged, Outdoor, Central-Station Air-Handling Units
22-23 74 16 |  |  |  | Packaged Rooftop Air-Conditioning Units
22-23 74 16 11 |  |  |  |  | Packaged, Small-Capacity, Rooftop Air-Conditioning Units
22-23 74 16 12 |  |  |  |  | Packaged, Intermediate-Capacity, Rooftop Air-Conditioning Units
22-23 74 16 13 |  |  |  |  | Packaged, Large-Capacity, Rooftop Air-Conditioning Units
22-23 74 23 |  |  |  | Packaged, Outdoor, Heating-Only Makeup-Air Units
22-23 74 23 13 |  |  |  |  | Packaged, Direct-Fired, Outdoor, Heating-Only Makeup-Air Units
22-23 74 23 16 |  |  |  |  | Packaged, Indirect-Fired, Outdoor, Heating-Only Makeup-Air Units
22-23 74 33 |  |  |  | Dedicated Outdoor-Air Units
22-23 75 00 |  |  | Custom-Packaged Outdoor HVAC Equipment
22-23 75 13 |  |  |  | Custom-Packaged, Outdoor, Central-Station Air-Handling Units
22-23 75 16 |  |  |  | Custom-Packaged, Rooftop Air-Conditioning Units
22-23 75 23 |  |  |  | Custom-Packaged, Outdoor, Heating and Ventilating Makeup-Air Units
22-23 75 33 |  |  |  | Custom-Packaged, Outdoor, Heating and Cooling Makeup Air-Conditioners
22-23 76 00 |  |  | Evaporative Air-Cooling Equipment
22-23 76 13 |  |  |  | Direct Evaporative Air Coolers
22-23 76 16 |  |  |  | Indirect Evaporative Air Coolers
22-23 76 19 |  |  |  | Combined Direct and Indirect Evaporative Air Coolers
22-23 80 00 |  | Decentralized HVAC Equipment
22-23 81 00 |  |  | Decentralized Unitary HVAC Equipment
22-23 81 13 |  |  |  | Packaged Terminal Air-Conditioners
22-23 81 13 11 |  |  |  |  | Packaged Terminal Air-Conditioners, Through-Wall Units
22-23 81 13 12 |  |  |  |  | Packaged Terminal Air-Conditioners, Freestanding Units
22-23 81 13 13 |  |  |  |  | Packaged Terminal Air-Conditioners, Outdoor, Wall-Mounted Units
22-23 81 16 |  |  |  | Room Air-Conditioners
22-23 81 19 |  |  |  | Self-Contained Air-Conditioners
22-23 81 19 13 |  |  |  |  | Small-Capacity Self-Contained Air-Conditioners
22-23 81 19 16 |  |  |  |  | Large-Capacity Self-Contained Air-Conditioners
22-23 81 23 |  |  |  | Computer-Room Air-Conditioners
22-23 81 23 11 |  |  |  |  | Small-Capacity, Computer-Room Air-Conditioners, Floor Mounted Units
22-23 81 23 12 |  |  |  |  | Large-Capacity, Computer-Room Air-Conditioners, Floor-Mounted Units
22-23 81 23 13 |  |  |  |  | Computer-Room Air-Conditioners, Ceiling Mounted Units
22-23 81 23 14 |  |  |  |  | Computer-Room Air-Conditioners, Console Units
22-23 81 23 16 |  |  |  |  | Computer-Room Air-Conditioners, Rack Mounted, Space-Cooling Units
22-23 81 23 18 |  |  |  |  | Computer-Room, Rack-Cooling Equipment
22-23 81 26 |  |  |  | Split-System Air-Conditioners
22-23 81 26 13 |  |  |  |  | Small-Capacity Split-System Air-Conditioners
22-23 81 26 16 |  |  |  |  | Large-Capacity Split-System Air-Conditioners
22-23 81 29 |  |  |  | Variable Refrigerant Flow HVAC Systems
22-23 81 43 |  |  |  | Air-Source Unitary Heat Pumps
22-23 81 46 |  |  |  | Water-Source Unitary Heat Pumps
22-23 81 49 |  |  |  | Ground-Source Unitary Heat Pumps
22-23 82 00 |  |  | Convection Heating and Cooling Units
22-23 82 13 |  |  |  | Valance Heating and Cooling Units
22-23 82 14 |  |  |  | Chilled Beams
22-23 82 16 |  |  |  | Air Coils
22-23 82 16 11 |  |  |  |  | Hydronic Air Coils
22-23 82 16 12 |  |  |  |  | Steam Air Coils
22-23 82 16 13 |  |  |  |  | Refrigerant Air Coils
22-23 82 16 14 |  |  |  |  | Electric-Resistance Air Coils
22-23 82 19 |  |  |  | Fan Coil Units
22-23 82 23 |  |  |  | Unit Ventilators
22-23 82 26 |  |  |  | Induction Units
22-23 82 29 |  |  |  | Radiators
22-23 82 33 |  |  |  | Convectors
22-23 82 36 |  |  |  | Finned-Tube Radiation Heaters
22-23 82 39 |  |  |  | Unit Heaters
22-23 82 39 13 |  |  |  |  | Cabinet Unit Heaters
22-23 82 39 16 |  |  |  |  | Propeller Unit Heaters
22-23 82 39 19 |  |  |  |  | Wall and Ceiling Unit Heaters
22-23 82 41 |  |  |  | Water-to-Water Heat Pumps
22-23 83 00 |  |  | Radiant Heating and Cooling Units
22-23 83 13 |  |  |  | Radiant-Heating Electric Cables
22-23 83 13 16 |  |  |  |  | Radiant-Heating Electric Mats
22-23 83 16 |  |  |  | Radiant Heating and Cooling Hydronic Piping
22-23 83 23 |  |  |  | Radiant-Heating Electric Panels
22-23 83 26 |  |  |  | Radiant Heating and Cooling Hydronic Panels
22-23 83 33 |  |  |  | Electric Radiant Heaters
22-23 84 00 |  |  | Humidity Control Equipment
22-23 84 13 |  |  |  | Humidifiers
22-23 84 13 13 |  |  |  |  | Heated-Pan Humidifiers
22-23 84 13 16 |  |  |  |  | Wetted-Element Humidifiers
22-23 84 13 19 |  |  |  |  | Atomizing Humidifiers
22-23 84 13 23 |  |  |  |  | Direct-Steam-Injection Humidifiers
22-23 84 13 26 |  |  |  |  | Jacketed, Steam Humidifiers
22-23 84 13 29 |  |  |  |  | Self-Contained Steam Humidifiers
22-23 84 13 33 |  |  |  |  | Portable Humidifiers
22-23 84 16 |  |  |  | Mechanical Dehumidification Units
22-23 84 16 13 |  |  |  |  | Outdoor, Mechanical Dehumidification Units
22-23 84 16 16 |  |  |  |  | Indoor, Mechanical Dehumidification Units
22-23 84 16 33 |  |  |  |  | Portable Dehumidifiers
22-23 84 19 |  |  |  | Desiccant Dehumidification Units
22-25 00 00 | Integrated Automation
22-25 01 00 |  |  | Operation and Maintenance of Integrated Automation
22-25 01 10 |  |  |  | Operation and Maintenance of Integrated Automation Network Equipment
22-25 01 20 |  |  |  | Operation and Maintenance of Integrated Equipment
22-25 01 30 |  |  |  | Operation and Maintenance of Integrated Automation Instrumentation and Terminal Devices
22-25 01 90 |  |  |  | Diagnostic Systems for Integrated Automation
22-25 05 00 |  |  | Common Work Results for Integrated Automation
22-25 05 05 |  |  |  | Selective Demolition for Integrated Automation
22-25 05 12 |  |  |  | Cyber Security Requirements for Integrated Automation
22-25 05 13 |  |  |  | Conductors and Cables for Integrated Automation
22-25 05 26 |  |  |  | Grounding and Bonding for Integrated Automation
22-25 05 28 |  |  |  | Pathways for Integrated Automation
22-25 05 28 29 |  |  |  |  | Hangers and Supports for Integrated Automation
22-25 05 28 33 |  |  |  |  | Conduits and Backboxes for Integrated Automation
22-25 05 28 36 |  |  |  |  | Cable Trays for Integrated Automation
22-25 05 28 39 |  |  |  |  | Surface Raceways for Integrated Automation
22-25 05 48 |  |  |  | Vibration and Seismic Controls for Integrated Automation
22-25 05 53 |  |  |  | Identification for Integrated Automation
22-25 08 00 |  |  | Commissioning of Integrated Automation
22-25 10 00 |  | Integrated Automation Network Equipment
22-25 11 00 |  |  | Integrated Automation Network Devices
22-25 11 13 |  |  |  | Integrated Automation Network Servers
22-25 11 16 |  |  |  | Integrated Automation Network Routers, Bridges, Switches, Hubs, and Modems
22-25 11 19 |  |  |  | Integrated Automation Network Operator Workstations
22-25 12 00 |  |  | Integrated Automation Network Gateways
22-25 12 13 |  |  |  | Hardwired Integration Network Gateways
22-25 12 16 |  |  |  | Direct-Protocol Integration Network Gateways
22-25 12 19 |  |  |  | Neutral-Protocol Integration Network Gateways
22-25 12 23 |  |  |  | Client-Server Information/Database Integration Network Gateways
22-25 13 00 |  |  | Integrated Automation Control and Monitoring Network
22-25 13 13 |  |  |  | Integrated Automation Control and Monitoring Network Supervisory Control
22-25 13 16 |  |  |  | Integrated Automation Control and Monitoring Network Integration Panels
22-25 13 19 |  |  |  | Integrated Automation Control and Monitoring Network Interoperability
22-25 14 00 |  |  | Integrated Automation Local Control Units
22-25 14 13 |  |  |  | Integrated Automation Remote Control Panels
22-25 14 16 |  |  |  | Integrated Automation Application-Specific Control Panels
22-25 14 19 |  |  |  | Integrated Automation Terminal Control Units
22-25 14 23 |  |  |  | Integrated Automation Field Equipment Panels
22-25 15 00 |  |  | Integrated Automation Software
22-25 15 13 |  |  |  | Integrated Automation Software for Network Gateways
22-25 15 16 |  |  |  | Integrated Automation Software for Control and Monitoring Networks
22-25 15 19 |  |  |  | Integrated Automation Software for Local Control Units
22-25 30 00 |  | Integrated Automation Instrumentation and Terminal Devices
22-25 31 00 |  |  | Integrated Automation Instrumentation and Terminal Devices for Facility Equipment
22-25 32 00 |  |  | Integrated Automation Instrumentation and Terminal Devices for Conveying Equipment
22-25 33 00 |  |  | Integrated Automation Instrumentation and Terminal Devices for Fire-Suppression Systems
22-25 34 00 |  |  | Integrated Automation Instrumentation and Terminal Devices for Plumbing
22-25 35 00 |  |  | Integrated Automation Instrumentation and Terminal Devices for HVAC
22-25 35 13 |  |  |  | Integrated Automation Actuators and Operators
22-25 35 16 |  |  |  | Integrated Automation Sensors and Transmitters
22-25 35 19 |  |  |  | Integrated Automation Control Valves
22-25 35 23 |  |  |  | Integrated Automation Control Dampers
22-25 35 26 |  |  |  | Integrated Automation Compressed Air Supply
22-25 36 00 |  |  | Integrated Automation Instrumentation and Terminal Devices for Electrical Systems
22-25 36 13 |  |  |  | Integrated Automation Power Meters
22-25 36 16 |  |  |  | Integrated Automation KW Transducers
22-25 36 19 |  |  |  | Integrated Automation Current Sensors
22-25 36 23 |  |  |  | Integrated Automation Battery Monitors
22-25 36 26 |  |  |  | Integrated Automation Lighting Relays
22-25 36 29 |  |  |  | Integrated Automation UPS Monitors
22-25 37 00 |  |  | Integrated Automation Instrumentation and Terminal Devices for Communications Systems
22-25 38 00 |  |  | Integrated Automation Instrumentation and Terminal Devices for Electronic Safety and Security Systems
22-25 50 00 |  | Integrated Automation Facility Controls
22-25 51 00 |  |  | Integrated Automation Control of Facility Equipment
22-25 52 00 |  |  | Integrated Automation Control of Conveying Equipment
22-25 53 00 |  |  | Integrated Automation Control of Fire-Suppression Systems
22-25 54 00 |  |  | Integrated Automation Control of Plumbing
22-25 55 00 |  |  | Integrated Automation Control of HVAC
22-25 56 00 |  |  | Integrated Automation Control of Electrical Systems
22-25 57 00 |  |  | Integrated Automation Control of Communications Systems
22-25 58 00 |  |  | Integrated Automation Control of Electronic Safety and Security Systems
22-25 90 00 |  | Integrated Automation Control Sequences
22-25 91 00 |  |  | Integrated Automation Control Sequences for Facility Equipment
22-25 92 00 |  |  | Integrated Automation Control Sequences for Conveying Equipment
22-25 93 00 |  |  | Integrated Automation Control Sequences for Fire-Suppression Systems
22-25 94 00 |  |  | Integrated Automation Control Sequences for Plumbing
22-25 95 00 |  |  | Integrated Automation Control Sequences for HVAC
22-25 96 00 |  |  | Integrated Automation Control Sequences for Electrical Systems
22-25 97 00 |  |  | Integrated Automation Control Sequences for Communications Systems
22-25 98 00 |  |  | Integrated Automation Control Sequences for Electronic Safety and Security Systems
22-26 00 00 | Electrical
22-26 01 00 |  |  | Operation and Maintenance of Electrical Systems
22-26 01 10 |  |  |  | Operation and Maintenance of Medium-Voltage Electrical Distribution
22-26 01 20 |  |  |  | Operation and Maintenance of Low-Voltage Electrical Distribution
22-26 01 26 |  |  |  | Maintenance Testing of Electrical Systems
22-26 01 30 |  |  |  | Operation and Maintenance of Facility Electrical Power Generating and Storing Equipment
22-26 01 40 |  |  |  | Operation and Maintenance of Electrical Protection Systems
22-26 01 50 |  |  |  | Operation and Maintenance of Lighting
22-26 01 50 51 |  |  |  |  | Luminaire Relamping
22-26 01 50 81 |  |  |  |  | Luminaire Replacement
22-26 05 00 |  |  | Common Work Results for Electrical
22-26 05 05 |  |  |  | Selective Demolition for Electrical
22-26 05 13 |  |  |  | Medium-Voltage Cables
22-26 05 13 13 |  |  |  |  | Medium-Voltage Open Conductors
22-26 05 13 16 |  |  |  |  | Medium-Voltage, Single- and Multi-Conductor Cables
22-26 05 19 |  |  |  | Low-Voltage Electrical Power Conductors and Cables
22-26 05 19 13 |  |  |  |  | Undercarpet Electrical Power Cables
22-26 05 19 23 |  |  |  |  | Manufactured Wiring Assemblies
22-26 05 23 |  |  |  | Control-Voltage Electrical Power Cables
22-26 05 26 |  |  |  | Grounding and Bonding for Electrical Systems
22-26 05 29 |  |  |  | Hangers and Supports for Electrical Systems
22-26 05 33 |  |  |  | Raceway and Boxes for Electrical Systems
22-26 05 33 13 |  |  |  |  | Conduit for Electrical Systems
22-26 05 33 16 |  |  |  |  | Boxes for Electrical Systems
22-26 05 33 23 |  |  |  |  | Surface Raceways for Electrical Systems
22-26 05 36 |  |  |  | Cable Trays for Electrical Systems
22-26 05 39 |  |  |  | Underfloor Raceways for Electrical Systems
22-26 05 43 |  |  |  | Underground Ducts and Raceways for Electrical Systems
22-26 05 44 |  |  |  | Sleeves and Sleeve Seals for Electrical Raceways and Cabling
22-26 05 46 |  |  |  | Poles for Electrical Systems
22-26 05 48 |  |  |  | Vibration and Seismic Controls for Electrical Systems
22-26 05 48 16 |  |  |  |  | Seismic Controls for Electrical Systems
22-26 05 53 |  |  |  | Identification for Electrical Systems
22-26 05 73 |  |  |  | Power System Studies
22-26 05 73 13 |  |  |  |  | Short-Circuit Studies
22-26 05 73 16 |  |  |  |  | Coordination Studies
22-26 05 73 19 |  |  |  |  | Arc-Flash Hazard Analysis
22-26 05 73 23 |  |  |  |  | Load Flow Studies
22-26 05 73 26 |  |  |  |  | Stability Studies
22-26 05 73 29 |  |  |  |  | Harmonic-Analysis Studies
22-26 05 76 |  |  |  | Photometric Studies
22-26 05 83 |  |  |  | Wiring Connections
22-26 08 00 |  |  | Commissioning of Electrical Systems
22-26 09 00 |  |  | Instrumentation and Control for Electrical Systems
22-26 09 13 |  |  |  | Electrical Power Monitoring
22-26 09 15 |  |  |  | Peak Load Controllers
22-26 09 16 |  |  |  | Electrical Control Components
22-26 09 17 |  |  |  | Programmable Controllers
22-26 09 19 |  |  |  | Enclosed Contactors
22-26 09 23 |  |  |  | Lighting Control Devices
22-26 09 26 |  |  |  | Lighting Control Panelboards
22-26 09 33 |  |  |  | Central Dimming Controls
22-26 09 33 13 |  |  |  |  | Multichannel Remote-Controlled Dimmers
22-26 09 33 16 |  |  |  |  | Remote-Controlled Dimming Stations
22-26 09 36 |  |  |  | Modular Dimming Controls
22-26 09 36 13 |  |  |  |  | Manual Modular Dimming Controls
22-26 09 36 16 |  |  |  |  | Integrated Multipreset Modular Dimming Controls
22-26 09 36 19 |  |  |  |  | Standalone Multipreset Modular Dimming
22-26 09 43 |  |  |  | Network Lighting Controls
22-26 09 43 13 |  |  |  |  | Digital-Network Lighting Controls
22-26 09 43 16 |  |  |  |  | Addressable Luminaire Lighting Controls
22-26 09 43 19 |  |  |  |  | Wireless Network Lighting Controls
22-26 09 43 23 |  |  |  |  | Relay-Based Lighting Controls
22-26 09 61 |  |  |  | Theatrical Lighting Controls
22-26 10 00 |  | Medium-Voltage Electrical Distribution
22-26 11 00 |  |  | Substations
22-26 11 13 |  |  |  | Primary Unit Substations
22-26 11 16 |  |  |  | Secondary Unit Substations
22-26 11 16 11 |  |  |  |  | Secondary Unit Substations with Switchgear Secondary
22-26 11 16 12 |  |  |  |  | Secondary Unit Substations with Switchboard Secondary
22-26 11 16 13 |  |  |  |  | Secondary Unit Substations with Motor Control Center Secondary
22-26 12 00 |  |  | Medium-Voltage Transformers
22-26 12 13 |  |  |  | Liquid-Filled, Medium-Voltage Transformers
22-26 12 16 |  |  |  | Dry-Type, Medium-Voltage Transformers
22-26 12 19 |  |  |  | Pad-Mounted, Liquid-Filled, Medium-Voltage Transformers
22-26 13 00 |  |  | Medium-Voltage Switchgear
22-26 13 13 |  |  |  | Medium-Voltage Circuit Breaker Switchgear
22-26 13 16 |  |  |  | Medium-Voltage Fusible Interrupter Switchgear
22-26 13 19 |  |  |  | Medium-Voltage Vacuum Interrupter Switchgear
22-26 13 23 |  |  |  | Medium-Voltage Metal-Enclosed Switchgear
22-26 13 26 |  |  |  | Medium-Voltage Metal-Clad Switchgear
22-26 13 29 |  |  |  | Medium-Voltage Compartmentalized Switchgear
22-26 15 00 |  |  | Medium-Voltage Enclosed Bus Assemblies
22-26 15 13 |  |  |  | Medium-Voltage Busways
22-26 15 16 |  |  |  | Medium-Voltage Cablebus
22-26 16 00 |  |  | Medium-Voltage Metering
22-26 18 00 |  |  | Medium-Voltage Circuit Protection Devices
22-26 18 13 |  |  |  | Medium-Voltage Cutouts
22-26 18 16 |  |  |  | Medium-Voltage Fuses
22-26 18 19 |  |  |  | Medium-Voltage Lightning Arresters
22-26 18 23 |  |  |  | Medium-Voltage Surge Arresters
22-26 18 26 |  |  |  | Medium-Voltage Reclosers
22-26 18 29 |  |  |  | Medium-Voltage Enclosed Bus
22-26 18 33 |  |  |  | Medium-Voltage Enclosed Fuse Cutouts
22-26 18 36 |  |  |  | Medium-Voltage Enclosed Fuses
22-26 18 39 |  |  |  | Medium-Voltage Motor Controllers
22-26 20 00 |  | Low-Voltage Electrical Distribution
22-26 21 00 |  |  | Low-Voltage Electrical Service Entrance
22-26 21 13 |  |  |  | Low-Voltage Overhead Electrical Service Entrance
22-26 21 16 |  |  |  | Low-Voltage Underground Electrical Service Entrance
22-26 22 00 |  |  | Low-Voltage Transformers
22-26 22 13 |  |  |  | Low-Voltage Distribution Transformers
22-26 22 16 |  |  |  | Low-Voltage Buck-Boost Transformers
22-26 22 17 |  |  |  | Low-Voltage Transformers for Nonlinear Loads
22-26 22 18 |  |  |  | Low-Voltage Transformers for Load Centers
22-26 22 19 |  |  |  | Control and Signal Transformers
22-26 23 00 |  |  | Low-Voltage Switchgear
22-26 23 13 |  |  |  | Paralleling Low-Voltage Switchgear
22-26 24 00 |  |  | Switchboards and Panelboards
22-26 24 13 |  |  |  | Switchboards
22-26 24 16 |  |  |  | Panelboards
22-26 24 16 16 |  |  |  |  | Electronically Operated Circuit-Breaker Panelboards
22-26 24 19 |  |  |  | Motor-Control Centers
22-26 25 00 |  |  | Low-Voltage Enclosed Bus Assemblies
22-26 25 13 |  |  |  | Low-Voltage Busways
22-26 25 16 |  |  |  | Low-Voltage Cablebus Systems
22-26 27 00 |  |  | Low-Voltage Distribution Equipment
22-26 27 13 |  |  |  | Electricity Metering
22-26 27 16 |  |  |  | Electrical Cabinets and Enclosures
22-26 27 19 |  |  |  | Multi-Outlet Assemblies
22-26 27 23 |  |  |  | Indoor Service Poles
22-26 27 26 |  |  |  | Wiring Devices
22-26 27 33 |  |  |  | Power Distribution Units
22-26 27 73 |  |  |  | Door Chimes
22-26 28 00 |  |  | Low-Voltage Circuit Protective Devices
22-26 28 13 |  |  |  | Fuses
22-26 28 16 |  |  |  | Enclosed Switches and Circuit Breakers
22-26 28 16 13 |  |  |  |  | Enclosed Circuit Breakers
22-26 28 16 16 |  |  |  |  | Enclosed Switches
22-26 29 00 |  |  | Low-Voltage Controllers
22-26 29 13 |  |  |  | Enclosed Controllers
22-26 29 13 13 |  |  |  |  | Across-the-Line Motor Controllers
22-26 29 13 16 |  |  |  |  | Reduced-Voltage Motor Controllers
22-26 29 23 |  |  |  | Variable-Frequency Motor Controllers
22-26 29 33 |  |  |  | Controllers for Fire Pump Drivers
22-26 29 33 13 |  |  |  |  | Full-Service Controllers for Fire Pump Electric-Motor Drivers
22-26 29 33 16 |  |  |  |  | Limited-Service Controllers for Fire Pump Electric-Motor Drivers
22-26 29 33 19 |  |  |  |  | Controllers for Fire Pump Diesel Engine Drivers
22-26 30 00 |  | Facility Electrical Power Generating and Storing Equipment
22-26 31 00 |  |  | Photovoltaic Collectors
22-26 32 00 |  |  | Packaged Generator Assemblies
22-26 32 13 |  |  |  | Engine Generators
22-26 32 13 13 |  |  |  |  | Diesel-Engine-Driven Generator Sets
22-26 32 13 16 |  |  |  |  | Gas-Engine-Driven Generator Sets
22-26 32 13 26 |  |  |  |  | Gas-Turbine Engine-Driven Generators
22-26 32 16 |  |  |  | Steam-Turbine Generators
22-26 32 19 |  |  |  | Hydro-Turbine Generators
22-26 32 23 |  |  |  | Wind Energy Equipment
22-26 32 23 13 |  |  |  |  | Horizontal-Axis Wind Turbines
22-26 32 23 16 |  |  |  |  | Vertical-Axis Wind Turbines
22-26 32 26 |  |  |  | Frequency Changers
22-26 32 29 |  |  |  | Rotary Converters
22-26 32 33 |  |  |  | Rotary Uninterruptible Power Units
22-26 32 36 |  |  |  | Resistive Load Banks
22-26 33 00 |  |  | Battery Equipment
22-26 33 13 |  |  |  | Batteries
22-26 33 16 |  |  |  | Battery Racks
22-26 33 19 |  |  |  | Battery Units
22-26 33 23 |  |  |  | Central Battery Equipment
22-26 33 23 13 |  |  |  |  | Central Battery Equipment for Emergency Lighting
22-26 33 33 |  |  |  | Static Power Converters
22-26 33 43 |  |  |  | Battery Chargers
22-26 33 46 |  |  |  | Battery Monitoring
22-26 33 53 |  |  |  | Static Uninterruptible Power Supply
22-26 35 00 |  |  | Power Filters and Conditioners
22-26 35 13 |  |  |  | Capacitors
22-26 35 16 |  |  |  | Chokes and Inductors
22-26 35 23 |  |  |  | Electromagnetic-Interference Filters
22-26 35 26 |  |  |  | Harmonic Filters
22-26 35 33 |  |  |  | Power Factor Correction Equipment
22-26 35 33 13 |  |  |  |  | Medium-Voltage Power Factor Correction Equipment
22-26 35 33 16 |  |  |  |  | Low-Voltage Power Factor Correction Equipment
22-26 35 36 |  |  |  | Slip Controllers
22-26 35 43 |  |  |  | Static-Frequency Converters
22-26 35 46 |  |  |  | Radio-Frequency-Interference Filters
22-26 35 53 |  |  |  | Voltage Regulators
22-26 36 00 |  |  | Transfer Switches
22-26 36 13 |  |  |  | Manual Transfer Switches
22-26 36 23 |  |  |  | Automatic Transfer Switches
22-26 40 00 |  | Electrical Protection
22-26 43 00 |  |  | Surge Protective Devices
22-26 43 13 |  |  |  | Surge Protective Devices for Low-Voltage Electrical Power Circuits
22-26 43 23 |  |  |  | Surge Protective Devices for Lightning Protection
22-26 50 00 |  | Lighting
22-26 51 00 |  |  | Interior Lighting
22-26 51 13 |  |  |  | Incandescent Interior Lighting
22-26 51 16 |  |  |  | Fluorescent Interior Lighting
22-26 51 19 |  |  |  | LED Interior Lighting
22-26 51 23 |  |  |  | HID Interior Lighting
22-26 52 00 |  |  | Safety Lighting
22-26 52 13 |  |  |  | Emergency and Exit Lighting
22-26 52 13 13 |  |  |  |  | Emergency Lighting
22-26 52 13 16 |  |  |  |  | Exit Signs
22-26 54 00 |  |  | Classified Location Lighting
22-26 54 13 |  |  |  | Incandescent Classified Location Lighting
22-26 54 16 |  |  |  | Fluorescent Classified Location Lighting
22-26 54 19 |  |  |  | LED Classified Location Lighting
22-26 55 00 |  |  | Special Purpose Lighting
22-26 55 23 |  |  |  | Outline Lighting
22-26 55 29 |  |  |  | Underwater Lighting
22-26 55 33 |  |  |  | Hazard Warning Lighting
22-26 55 36 |  |  |  | Obstruction Lighting
22-26 55 39 |  |  |  | Helipad Lighting
22-26 55 53 |  |  |  | Security Lighting
22-26 55 59 |  |  |  | Display Lighting
22-26 55 61 |  |  |  | Theatrical Lighting
22-26 55 63 |  |  |  | Detention Lighting
22-26 55 68 |  |  |  | Athletic Field Lighting
22-26 55 70 |  |  |  | Healthcare Lighting
22-26 55 83 |  |  |  | Broadcast Lighting
22-26 56 00 |  |  | Exterior Lighting
22-26 56 13 |  |  |  | Lighting Poles and Standards
22-26 56 17 |  |  |  | Fluorescent Exterior Lighting
22-26 56 18 |  |  |  | Incandescent Exterior Lighting
22-26 56 19 |  |  |  | LED Exterior Lighting
22-26 56 21 |  |  |  | HID Exterior Lighting
22-27 00 00 | Communications
22-27 01 00 |  |  | Operation and Maintenance of Communications Systems
22-27 01 10 |  |  |  | Operation and Maintenance of Structured Cabling and Enclosures
22-27 01 20 |  |  |  | Operation and Maintenance of Data Communications
22-27 01 30 |  |  |  | Operation and Maintenance of Voice Communications
22-27 01 40 |  |  |  | Operation and Maintenance of Audio-Video Communications
22-27 01 50 |  |  |  | Operation and Maintenance of Distributed Communications and Monitoring
22-27 05 00 |  |  | Common Work Results for Communications
22-27 05 05 |  |  |  | Selective Demolition for Communications
22-27 05 11 |  |  |  | Cameras for Audio-Visual Systems
22-27 05 12 |  |  |  | Cyber Security Requirements for Communications
22-27 05 13 |  |  |  | Communications Services
22-27 05 13 13 |  |  |  |  | Dialtone Services
22-27 05 13 23 |  |  |  |  | T1 Services
22-27 05 13 33 |  |  |  |  | DSL Services
22-27 05 13 43 |  |  |  |  | Cable Services
22-27 05 13 53 |  |  |  |  | Satellite Services
22-27 05 26 |  |  |  | Grounding and Bonding for Communications Systems
22-27 05 28 |  |  |  | Pathways for Communications Systems
22-27 05 29 |  |  |  | Hangers and Supports for Communications Systems
22-27 05 33 |  |  |  | Conduits and Backboxes for Communications Systems
22-27 05 36 |  |  |  | Cable Trays for Communications Systems
22-27 05 39 |  |  |  | Surface Raceways for Communications Systems
22-27 05 43 |  |  |  | Underground Ducts and Raceways for Communications Systems
22-27 05 44 |  |  |  | Sleeves and Sleeve Seals for Communications Pathways and Cabling
22-27 05 46 |  |  |  | Utility Poles for Communications Systems
22-27 05 48 |  |  |  | Vibration and Seismic Controls for Communications Systems
22-27 05 48 16 |  |  |  |  | Seismic Controls for Communications Systems
22-27 05 53 |  |  |  | Identification for Communications Systems
22-27 08 00 |  |  | Commissioning of Communications
22-27 10 00 |  | Structured Cabling
22-27 11 00 |  |  | Communications Equipment Room Fittings
22-27 11 13 |  |  |  | Communications Entrance Protection
22-27 11 16 |  |  |  | Communications Cabinets, Racks, Frames, and Enclosures
22-27 11 19 |  |  |  | Communications Termination Blocks and Patch Panels
22-27 11 23 |  |  |  | Communications Cable Management and Ladder Rack
22-27 11 26 |  |  |  | Communications Rack Mounted Power Protection and Power Strips
22-27 13 00 |  |  | Communications Backbone Cabling
22-27 13 13 |  |  |  | Communications Copper Backbone Cabling
22-27 13 13 13 |  |  |  |  | Communications Copper Cable Splicing and Terminations
22-27 13 23 |  |  |  | Communications Optical Fiber Backbone Cabling
22-27 13 23 13 |  |  |  |  | Communications Optical Fiber Splicing and Terminations
22-27 13 33 |  |  |  | Communications Coaxial Backbone Cabling
22-27 13 33 13 |  |  |  |  | Communications Coaxial Splicing and Terminations
22-27 13 43 |  |  |  | Communications Services Cabling
22-27 13 43 13 |  |  |  |  | Dialtone Services Cabling
22-27 13 43 23 |  |  |  |  | T1 Services Cabling
22-27 13 43 33 |  |  |  |  | DSL Services Cabling
22-27 13 43 43 |  |  |  |  | Cable Services Cabling
22-27 13 43 53 |  |  |  |  | Satellite Services Cabling
22-27 15 00 |  |  | Communications Horizontal Cabling
22-27 15 01 |  |  |  | Communications Horizontal Cabling Applications
22-27 15 01 11 |  |  |  |  | Conductors and Cables for Electronic Safety and Security
22-27 15 01 13 |  |  |  |  | Video Surveillance Communications Conductors and Cables
22-27 15 01 15 |  |  |  |  | Access Control Communications Conductors and Cables
22-27 15 01 16 |  |  |  |  | Voice Communications Horizontal Cabling
22-27 15 01 17 |  |  |  |  | Intrusion Detection Communications Conductors and Cables
22-27 15 01 19 |  |  |  |  | Fire Alarm Communications Conductors and Cables
22-27 15 01 23 |  |  |  |  | Audio-Video Communications Horizontal Cabling
22-27 15 01 39 |  |  |  |  | Patient Monitoring and Telemetry Communications Horizontal Cabling
22-27 15 01 43 |  |  |  |  | Nurse Call and Intercom Communications Horizontal Cabling
22-27 15 01 46 |  |  |  |  | Paging Communications Horizontal Cabling
22-27 15 01 49 |  |  |  |  | Intermediate Frequency/Radio Frequency Communications Horizontal Cabling
22-27 15 01 53 |  |  |  |  | Antennas Communications Horizontal Cabling
22-27 15 13 |  |  |  | Communications Copper Horizontal Cabling
22-27 15 23 |  |  |  | Communications Optical Fiber Horizontal Cabling
22-27 15 33 |  |  |  | Communications Coaxial Horizontal Cabling
22-27 15 43 |  |  |  | Communications Faceplates and Connectors
22-27 16 00 |  |  | Communications Connecting Cords, Devices, and Adapters
22-27 16 13 |  |  |  | Communications Custom Cable Assemblies
22-27 16 16 |  |  |  | Communications Media Converters, Adapters, and Transceivers
22-27 16 19 |  |  |  | Communications Patch Cords, Station Cords, and Cross Connect Wire
22-27 20 00 |  | Data Communications
22-27 21 00 |  |  | Data Communications Network Equipment
22-27 21 13 |  |  |  | Data Communications Firewalls
22-27 21 16 |  |  |  | Data Communications Routers, CSU/DSU, Multiplexers, Codecs, and Modems
22-27 21 26 |  |  |  | Data Communications Network Management
22-27 21 29 |  |  |  | Data Communications Switches and Hubs
22-27 21 33 |  |  |  | Data Communications Wireless Access Points
22-27 22 00 |  |  | Data Communications Hardware
22-27 22 13 |  |  |  | Data Communications Mainframes
22-27 22 16 |  |  |  | Data Communications Storage and Backup
22-27 22 19 |  |  |  | Data Communications Servers
22-27 22 23 |  |  |  | Data Communications Desktops
22-27 22 26 |  |  |  | Data Communications Laptops
22-27 22 29 |  |  |  | Data Communications Handhelds
22-27 24 00 |  |  | Data Communications Peripheral Data Equipment
22-27 24 13 |  |  |  | Printers
22-27 24 16 |  |  |  | Scanners
22-27 24 19 |  |  |  | External Drives
22-27 24 23 |  |  |  | Audio-Video Devices
22-27 24 26 |  |  |  | Virtual Reality Equipment
22-27 24 29 |  |  |  | Disaster Recovery Equipment
22-27 25 00 |  |  | Data Communications Software
22-27 25 13 |  |  |  | Virus Protection Software
22-27 25 16 |  |  |  | Application Suites
22-27 25 19 |  |  |  | Email Software
22-27 25 23 |  |  |  | Graphics/Multimedia Software
22-27 25 26 |  |  |  | Customer Relationship Management Software
22-27 25 29 |  |  |  | Operating System Software
22-27 25 33 |  |  |  | Database Software
22-27 25 37 |  |  |  | Virtual Private Network Software
22-27 25 39 |  |  |  | Internet Conferencing Software
22-27 26 00 |  |  | Data Communications Programming and Integration Services
22-27 26 13 |  |  |  | Web Development
22-27 26 16 |  |  |  | Database Development
22-27 26 19 |  |  |  | Application Development
22-27 26 23 |  |  |  | Network Integration Requirements
22-27 26 26 |  |  |  | Data Communications Integration Requirements
22-27 30 00 |  | Voice Communications
22-27 31 00 |  |  | Voice Communications Switching and Routing Equipment
22-27 31 13 |  |  |  | PBX/ Key Systems
22-27 31 23 |  |  |  | Internet Protocol Voice Switches
22-27 32 00 |  |  | Voice Communications Terminal Equipment
22-27 32 13 |  |  |  | Telephone Sets
22-27 32 16 |  |  |  | Wireless Transceivers
22-27 32 23 |  |  |  | Elevator Telephones
22-27 32 26 |  |  |  | Ring-Down Emergency Telephones
22-27 32 29 |  |  |  | Facsimiles and Modems
22-27 32 36 |  |  |  | TTY Equipment
22-27 32 43 |  |  |  | Radio Communications Equipment
22-27 33 00 |  |  | Voice Communications Messaging
22-27 33 16 |  |  |  | Voice Mail and Auto Attendant
22-27 33 23 |  |  |  | Interactive Voice Response
22-27 33 26 |  |  |  | Facsimile Servers
22-27 34 00 |  |  | Call Accounting
22-27 34 13 |  |  |  | Toll Fraud Equipment and Software
22-27 34 16 |  |  |  | Telemanagement Software
22-27 35 00 |  |  | Call Management
22-27 35 13 |  |  |  | Digital Voice Announcers
22-27 35 16 |  |  |  | Automatic Call Distributors
22-27 35 19 |  |  |  | Call Status and Management Displays
22-27 35 23 |  |  |  | Dedicated 911 Systems
22-27 40 00 |  | Audio-Video Communications
22-27 41 00 |  |  | Audio-Video Systems
22-27 41 13 |  |  |  | Architecturally Integrated Audio-Video Equipment
22-27 41 16 |  |  |  | Integrated Audio-Video Systems and Equipment
22-27 41 16 25 |  |  |  |  | Integrated Audio-Video Systems and Equipment for Restaurants and Bars
22-27 41 16 28 |  |  |  |  | Integrated Audio-Video Systems and Equipment for Conference Rooms
22-27 41 16 29 |  |  |  |  | Integrated Audio-Video Systems and Equipment for Board Rooms
22-27 41 16 51 |  |  |  |  | Integrated Audio-Video Systems and Equipment for Classrooms
22-27 41 16 52 |  |  |  |  | Integrated Audio-Video Systems and Equipment for Religious Facilities
22-27 41 16 61 |  |  |  |  | Integrated Audio-Video Systems and Equipment for Theaters
22-27 41 16 62 |  |  |  |  | Integrated Audio-Video Systems and Equipment for Auditoriums
22-27 41 16 63 |  |  |  |  | Integrated Audio-Video Systems and Equipment for Stadiums and Arenas
22-27 41 19 |  |  |  | Portable Audio-Video Equipment
22-27 41 23 |  |  |  | Audio-Video Accessories
22-27 41 33 |  |  |  | Master Antenna Television Systems
22-27 41 43 |  |  |  | Audio-Video Conferencing
22-27 42 00 |  |  | Electronic Digital Systems
22-27 42 13 |  |  |  | Point of Sale Systems
22-27 42 16 |  |  |  | Transportation Information Display Systems
22-27 42 19 |  |  |  | Public Information Systems
22-27 50 00 |  | Distributed Communications and Monitoring Systems
22-27 51 00 |  |  | Distributed Audio-Video Communications Systems
22-27 51 13 |  |  |  | Paging Systems
22-27 51 13 13 |  |  |  |  | Overhead Paging Systems
22-27 51 16 |  |  |  | Public Address Systems
22-27 51 19 |  |  |  | Sound Masking Systems
22-27 51 23 |  |  |  | Intercommunications and Program Systems
22-27 51 23 20 |  |  |  |  | Commercial Intercommunications and Program Systems
22-27 51 23 30 |  |  |  |  | Residential Intercommunications and Program Systems
22-27 51 23 50 |  |  |  |  | Educational Intercommunications and Program Systems
22-27 51 23 63 |  |  |  |  | Detention Intercommunications and Program Systems
22-27 51 23 70 |  |  |  |  | Healthcare Intercommunications and Program Systems
22-27 51 26 |  |  |  | Assistive Listening Systems
22-27 51 29 |  |  |  | Emergency Communications Systems
22-27 51 29 13 |  |  |  |  | Rescue Assistance Signal Systems
22-27 51 29 17 |  |  |  |  | Two-way Radio Communication Enhancement Systems
22-27 51 33 |  |  |  | Occupancy Indicator
22-27 52 00 |  |  | Healthcare Communications and Monitoring Systems
22-27 52 13 |  |  |  | Patient Monitoring and Telemetry Systems
22-27 52 16 |  |  |  | Telemedicine Systems
22-27 52 19 |  |  |  | Healthcare Imaging Systems
22-27 52 23 |  |  |  | Nurse Call/Code Blue Systems
22-27 53 00 |  |  | Distributed Systems
22-27 53 13 |  |  |  | Clock Systems
22-27 53 13 13 |  |  |  |  | Wireless Clock Systems
22-27 53 16 |  |  |  | Infrared and Radio Frequency Tracking Systems
22-27 53 19 |  |  |  | Internal Cellular, Paging, and Antenna Systems
22-28 00 00 | Electronic Safety and Security
22-28 01 00 |  |  | Operation and Maintenance of Electronic Safety and Security
22-28 01 10 |  |  |  | Operation and Maintenance of Access Control
22-28 01 10 51 |  |  |  |  | Maintenance and Administration of Access Control
22-28 01 10 71 |  |  |  |  | Revisions and Upgrades of Access Control
22-28 01 20 |  |  |  | Operation and Maintenance of Video Surveillance
22-28 01 20 51 |  |  |  |  | Maintenance and Administration of Video Surveillance
22-28 01 20 71 |  |  |  |  | Revisions and Upgrades of Video Surveillance
22-28 01 30 |  |  |  | Operation and Maintenance of Security Detection, Alarm, and Monitoring
22-28 01 30 51 |  |  |  |  | Maintenance and Administration of Security Detection, Alarm, and Monitoring
22-28 01 30 71 |  |  |  |  | Revisions and Upgrades of Security Detection, Alarm, and Monitoring
22-28 01 50 |  |  |  | Operation and Maintenance of Specialized Systems
22-28 01 50 51 |  |  |  |  | Maintenance and Administration of Specialized Systems
22-28 01 50 71 |  |  |  |  | Revisions and Upgrades of Specialized Systems
22-28 01 60 |  |  |  | Operation and Maintenance of Mass Notification
22-28 01 60 51 |  |  |  |  | Maintenance and Administration of Mass Notification
22-28 01 60 71 |  |  |  |  | Revisions and Upgrades of Mass Notification
22-28 01 70 |  |  |  | Operation and Maintenance of Life Safety
22-28 01 70 51 |  |  |  |  | Maintenance and Administration of Life Safety
22-28 01 70 71 |  |  |  |  | Revisions and Upgrades of Life Safety
22-28 01 80 |  |  |  | Operation and Maintenance of Fire Detection and Alarm
22-28 01 80 51 |  |  |  |  | Maintenance and Administration of Fire Detection and Alarm
22-28 01 80 71 |  |  |  |  | Revisions and Upgrades of Fire Detection and Alarm
22-28 05 00 |  |  | Common Work Results for Electronic Safety and Security
22-28 05 05 |  |  |  | Selective Security Systems Demolition
22-28 05 07 |  |  |  | Power Sources for Electronic Safety and Security
22-28 05 07 11 |  |  |  |  | Power Sources for Access Control
22-28 05 07 13 |  |  |  |  | Power Sources for Video Surveillance
22-28 05 07 15 |  |  |  |  | Power Sources for Intrusion Detection
22-28 05 07 17 |  |  |  |  | Power Sources for Fire Detection and Alarm
22-28 05 07 19 |  |  |  |  | Solar Power Sources for Electronic Safety and Security
22-28 05 07 21 |  |  |  |  | Poe Power Sources for Electronic Safety and Security
22-28 05 07 23 |  |  |  |  | Uninterruptible Power Supply
22-28 05 07 25 |  |  |  |  | Power Source Monitoring
22-28 05 07 27 |  |  |  |  | Power Source Monitoring Appliances
22-28 05 07 29 |  |  |  |  | Power Source Monitoring Software
22-28 05 09 |  |  |  | Surge Protection for Electronic Safety and Security
22-28 05 09 11 |  |  |  |  | Surge Protection for Access Control
22-28 05 09 13 |  |  |  |  | Surge Protection for Video Surveillance
22-28 05 09 15 |  |  |  |  | Surge Protection for Intrusion Detection
22-28 05 09 17 |  |  |  |  | Surge Protection for Fire Detection and Alarm
22-28 05 11 |  |  |  | Cyber Security Requirements for Electronic Safety and Security
22-28 05 13 |  |  |  | Servers, Workstations and Storage for Electronic Safety and Security
22-28 05 13 11 |  |  |  |  | System Requirements for Servers, Workstations and Storage
22-28 05 15 |  |  |  | Servers for Electronic Safety and Security
22-28 05 17 |  |  |  | Workstations for Electronic Safety and Security
22-28 05 19 |  |  |  | Storage Appliances for Electronic Safety and Security
22-28 05 19 11 |  |  |  |  | Digital Video Recorders
22-28 05 19 13 |  |  |  |  | Hybrid Digital Video Recorders
22-28 05 19 15 |  |  |  |  | Network Video Recorders
22-28 05 21 |  |  |  | Network Attached Storage for Electronic Safety and Security
22-28 05 23 |  |  |  | Storage Area Network for Electronic Safety and Security
22-28 05 25 |  |  |  | Cloud Based Storage for Electronic Safety and Security
22-28 05 27 |  |  |  | Archival Systems for Electronic Safety and Security
22-28 05 27 11 |  |  |  |  | Digital Tape Storage
22-28 05 27 13 |  |  |  |  | Storage Media
22-28 05 29 |  |  |  | Storage Management Software for Electronic Safety and Security
22-28 05 31 |  |  |  | Communications Equipment for Electronic Safety and Security
22-28 05 33 |  |  |  | Safety and Security Network Communications Equipment
22-28 05 33 11 |  |  |  |  | Security Data Communications Firewalls
22-28 05 33 13 |  |  |  |  | Security Data Communications Routers
22-28 05 33 15 |  |  |  |  | Security Data Communications Power-over-ethernet Switches
22-28 05 33 17 |  |  |  |  | Security Data Communications Non-power-over-ethernet Switches
22-28 05 33 19 |  |  |  |  | Security Data Communications Media Converters
22-28 05 35 |  |  |  | Security Data Communications Wireless Transmission Equipment
22-28 05 35 11 |  |  |  |  | Microwave Transmission Equipment
22-28 05 37 |  |  |  | Security Voice Communications -Distributed Antenna System
22-28 05 37 11 |  |  |  |  | Bi-directional Amplifiers
22-28 05 37 13 |  |  |  |  | Repeaters
22-28 05 37 15 |  |  |  |  | Remote Repeaters
22-28 05 39 |  |  |  | Antennas
22-28 05 39 11 |  |  |  |  | Donor Antennas
22-28 05 39 13 |  |  |  |  | Multi-band Antennas
22-28 05 39 15 |  |  |  |  | Band Specific Antennas
22-28 05 39 17 |  |  |  |  | Radiating Coaxial Cable
22-28 05 39 19 |  |  |  |  | Other Antennas
22-28 05 41 |  |  |  | Signal Controllers
22-28 05 41 11 |  |  |  |  | Splitters
22-28 05 41 13 |  |  |  |  | Directional Couplers
22-28 05 43 |  |  |  | Security Voice Communications Private Mobile Radio System
22-28 05 43 11 |  |  |  |  | Base Station
22-28 05 43 13 |  |  |  |  | Handheld Radio
22-28 05 44 |  |  |  | Sleeves and Sleeve Seals for Electronic Safety and Security Pathways and Cabling
22-28 05 45 |  |  |  | Systems Integration and Unified Systems
22-28 05 45 11 |  |  |  |  | Mechanical
22-28 05 45 13 |  |  |  |  | Electrical
22-28 05 45 15 |  |  |  |  | Information
22-28 05 48 |  |  |  | Vibration and Seismic Controls for Electronic Safety and Security
22-28 05 48 16 |  |  |  |  | Seismic Controls for Electronic Safety and Security
22-28 05 53 |  |  |  | Identification for Electronic Safety and Security
22-28 08 00 |  |  | Commissioning of Electronic Safety and Security
22-28 08 11 |  |  |  | Testing for Baseline Performance Criteria
22-28 10 00 |  | Access Control
22-28 11 00 |  |  | Access Control Global Applications
22-28 12 00 |  |  | General Requirements for Access Control Systems
22-28 12 01 |  |  |  | System Requirements for Access Control Systems
22-28 13 00 |  |  | Access Control Software and Database Management
22-28 13 11 |  |  |  | Access Control Software
22-28 13 11 11 |  |  |  |  | Access Control Operating Systems
22-28 13 11 13 |  |  |  |  | Access Control Application Services
22-28 13 11 15 |  |  |  |  | Access Control Mobile Applications
22-28 13 13 |  |  |  | Access Control Software Interfaces
22-28 13 15 |  |  |  | Access Control Cloud Services
22-28 14 00 |  |  | Access Control System Hardware
22-28 14 11 |  |  |  | Access Control Network Controllers
22-28 14 13 |  |  |  | Access Control Door Controllers
22-28 14 15 |  |  |  | Access Control Inputs and Outputs
22-28 14 17 |  |  |  | Access Control Printers and Encoders
22-28 14 19 |  |  |  | Access Control Enclosures
22-28 15 00 |  |  | Integrated Access Control Hardware Devices
22-28 15 11 |  |  |  | Integrated Credential Readers and Entry Management
22-28 15 11 11 |  |  |  |  | Standard Card Readers
22-28 15 11 13 |  |  |  |  | Keypads
22-28 15 11 15 |  |  |  |  | Biometric Identity Devices
22-28 15 11 17 |  |  |  |  | Combination Reader Devices
22-28 15 13 |  |  |  | Access Control Credentials
22-28 15 13 11 |  |  |  |  | Access Control Cards
22-28 15 13 13 |  |  |  |  | Wireless Key Fobs
22-28 15 15 |  |  |  | Electrified Locking Devices and Accessories
22-28 15 15 11 |  |  |  |  | Direct Interface Integrated Locking Devices
22-28 15 15 13 |  |  |  |  | Wireless Integrated Locking Devices
22-28 15 15 15 |  |  |  |  | Intelligent Ethernet Integrated Locking Devices
22-28 15 15 17 |  |  |  |  | Status Monitoring and Egress Devices
22-28 15 17 |  |  |  | Egress Management Devices
22-28 15 17 11 |  |  |  |  | Magnetic Lock Delayed Egress Devices
22-28 15 17 13 |  |  |  |  | Panic Hardware Delayed Egress Devices
22-28 15 19 |  |  |  | Access Control Remote Devices
22-28 15 19 11 |  |  |  |  | Smart Phone Interface Requirements
22-28 15 19 13 |  |  |  |  | Wireless Access Control Devices
22-28 15 21 |  |  |  | Telephone Entry Systems
22-28 15 23 |  |  |  | Intercom Entry Systems
22-28 15 23 11 |  |  |  |  | Audio Intercom (Analog)
22-28 15 23 13 |  |  |  |  | Audio Video Intercom (Analog)
22-28 15 23 15 |  |  |  |  | Audio Intercom (IP)
22-28 15 23 17 |  |  |  |  | Audio Video Intercom (IP)
22-28 15 25 |  |  |  | Electronic Key Management Systems
22-28 15 27 |  |  |  | Access Control Electronic Turnstiles and Mobility Systems
22-28 16 00 |  |  | Access Control Interfaces
22-28 16 11 |  |  |  | Access Control Interfaces to Access Control Hardware
22-28 16 13 |  |  |  | Access Control Interfaces to Intrusion Detection
22-28 16 15 |  |  |  | Access Control Interfaces to Video Surveillance
22-28 16 17 |  |  |  | Access Control Interfaces to Fire Alarm
22-28 16 19 |  |  |  | Access Control Interfaces to Enterprise Software
22-28 16 21 |  |  |  | Access Control Interfaces to Mechanical Systems
22-28 16 23 |  |  |  | Access Control Interfaces to Electrical Systems
22-28 16 25 |  |  |  | Access Control Interfaces to Electronic Key Management System
22-28 16 27 |  |  |  | Access Control Interfaces to Elevator Controls
22-28 16 29 |  |  |  | Access Control Interfaces to Parking Equipment
22-28 16 31 |  |  |  | Access Control Interfaces to Perimeter Security Systems
22-28 17 00 |  |  | Access Control Identification Management Systems
22-28 17 11 |  |  |  | Visitor Management Systems
22-28 17 13 |  |  |  | Self Check in and Kiosk Visitor Systems
22-28 17 15 |  |  |  | Contractor and Vendor Management Systems
22-28 17 17 |  |  |  | Mobile Access Identification Management Systems
22-28 18 00 |  |  | Security Access Detection Equipment
22-28 18 11 |  |  |  | Security Access Metal Detectors
22-28 18 13 |  |  |  | Security Access X-ray Equipment
22-28 18 15 |  |  |  | Security Access Explosive Detection Equipment
22-28 18 17 |  |  |  | Security Access Sniffing Equipment
22-28 19 00 |  |  | Access Control Vehicle Identification Systems
22-28 19 11 |  |  |  | Loading Dock Access Management Systems
22-28 19 13 |  |  |  | Parking Garage Access Management Systems
22-28 19 15 |  |  |  | Perimeter Vehicle Access Management Systems
22-28 20 00 |  | Video Surveillance
22-28 21 00 |  |  | Surveillance Cameras
22-28 21 11 |  |  |  | Analog Camera
22-28 21 13 |  |  |  | IP Cameras
22-28 21 13 11 |  |  |  |  | Panoramic IP Cameras
22-28 21 13 13 |  |  |  |  | Analytic Packages for IP Cameras
22-28 21 15 |  |  |  | Specialty Cameras
22-28 21 17 |  |  |  | Camera Housings
22-28 21 19 |  |  |  | Camera Mounts
22-28 21 21 |  |  |  | Illuminators
22-28 21 23 |  |  |  | Video Encoders and Decoders
22-28 23 00 |  |  | Video Management System
22-28 23 11 |  |  |  | Video Management System Analytics
22-28 23 13 |  |  |  | Video Management System Interfaces
22-28 25 00 |  |  | Video Surveillance Positioning Equipment
22-28 30 00 |  | Security Detection, Alarm, and Monitoring
22-28 31 00 |  |  | Intrusion Detection
22-28 31 11 |  |  |  | Building Intrusion Detection
22-28 31 11 11 |  |  |  |  | Building Intrusion Detection Control, Gui, and Logic Systems
22-28 31 11 13 |  |  |  |  | Building Intrusion Detection Remote Devices and Sensors
22-28 31 21 |  |  |  | Area and Perimeter Intrusion Detection
22-28 31 21 11 |  |  |  |  | Fiber Optic Area and Perimeter Security Systems
22-28 31 21 13 |  |  |  |  | Microwave Area and Perimeter Security Systems
22-28 31 21 15 |  |  |  |  | Integrated Video Area and Perimeter Security Systems
22-28 31 21 17 |  |  |  |  | Fixed Optical Beam Area and Perimeter Security Systems
22-28 31 21 19 |  |  |  |  | LIDAR Area and Perimeter Security Systems
22-28 31 21 21 |  |  |  |  | Coaxial Area and Perimeter Security Systems
22-28 31 21 23 |  |  |  |  | Area and Perimeter Intrusion Detection Devices and Sensors
22-28 31 31 |  |  |  | Intrusion Detection Interfaces
22-28 31 31 11 |  |  |  |  | Intrusion Detection Interfaces to Security Monitoring and Control
22-28 31 31 13 |  |  |  |  | Intrusion Detection Interfaces to Access Control System
22-28 31 31 15 |  |  |  |  | Intrusion Detection Interfaces to Video Surveillance
22-28 31 31 17 |  |  |  |  | Intrusion Detection Interfaces to Information Management and Presentation
22-28 31 31 19 |  |  |  |  | Intrusion Detection Interfaces to Mass Notification
22-28 31 31 21 |  |  |  |  | Intrusion Detection Interfaces to Life Safety
22-28 31 31 23 |  |  |  |  | Intrusion Detection Interfaces to Fire Alarm
22-28 31 31 25 |  |  |  |  | Intrusion Detection Interfaces to Temperature Controls
22-28 33 00 |  |  | Security Monitoring and Control
22-28 33 11 |  |  |  | Electronic Structural Monitoring Systems
22-28 33 13 |  |  |  | Security Operations and Monitoring Center
22-28 33 15 |  |  |  | Security Monitoring and Control Software
22-28 33 17 |  |  |  | Security Monitoring and Control Services
22-28 35 00 |  |  | Tracking Systems
22-28 35 11 |  |  |  | Asset Tracking Systems
22-28 35 11 11 |  |  |  |  | Rf Asset Tracking Systems
22-28 35 11 13 |  |  |  |  | GPS Asset Tracking Systems
22-28 35 11 15 |  |  |  |  | Cellular Asset Tracking Systems
22-28 35 13 |  |  |  | Personnel Tracking Systems
22-28 35 13 11 |  |  |  |  | RF Personnel Tracking Systems
22-28 35 13 13 |  |  |  |  | GPS Personnel Tracking Systems
22-28 35 13 15 |  |  |  |  | Cellular Personnel Tracking Systems
22-28 37 00 |  |  | Audio Monitoring
22-28 37 11 |  |  |  | Audio Monitoring Devices
22-28 37 13 |  |  |  | Gunshot Detection Systems
22-28 40 00 |  | Life Safety
22-28 41 00 |  |  | Radiation Detection and Alarm
22-28 41 11 |  |  |  | Radiation Detection and Alarm Control, Gui, and Logic Systems
22-28 41 13 |  |  |  | Radiation Detection and Alarm Integrated Audio Evacuation Systems
22-28 41 15 |  |  |  | Radiation Detection Sensors
22-28 41 17 |  |  |  | Radiation Dosimeters
22-28 42 00 |  |  | Gas Detection and Alarm
22-28 42 11 |  |  |  | Gas Detection and Alarm Control, Gui, and Logic Systems
22-28 42 13 |  |  |  | Gas Detection and Alarm Integrated Audio Evacuation Systems
22-28 42 15 |  |  |  | Gas Detection Sensors
22-28 43 00 |  |  | Fuel Oil Detection and Alarm
22-28 43 11 |  |  |  | Fuel Oil Detection and Alarm Control, Gui, and Logic Systems
22-28 43 13 |  |  |  | Fuel Oil Detection and Alarm Integrated Audio Evacuation Systems
22-28 43 15 |  |  |  | Fuel Oil Detection Sensors
22-28 44 00 |  |  | Refrigerant Detection and Alarm
22-28 44 11 |  |  |  | Refrigerant Detection and Alarm Control, Gui, and Logic Systems
22-28 44 13 |  |  |  | Refrigerant Detection and Alarm Integrated Audio Evacuation Systems
22-28 44 15 |  |  |  | Refrigerant Detection Sensors
22-28 45 00 |  |  | Water Detection and Alarm
22-28 45 11 |  |  |  | Water Detection and Alarm Control, Gui, and Logic Systems
22-28 45 13 |  |  |  | Water Detection Sensors
22-28 45 15 |  |  |  | Building Envelope Water Detection and Alarm
22-28 46 00 |  |  | Fire Detection and Alarm
22-28 46 13 |  |  |  | Fire-Alarm Systems
22-28 46 13 11 |  |  |  |  | Protected Premises Fire-Alarm Systems
22-28 46 13 21 |  |  |  |  | Central-Station Service Fire-Alarm Systems
22-28 46 13 31 |  |  |  |  | Proprietary Supervising-Station Fire-Alarm Systems
22-28 46 13 41 |  |  |  |  | Remote Supervising-Station Fire-Alarm Systems
22-28 46 13 51 |  |  |  |  | Household Fire-Alarm Systems
22-28 46 14 |  |  |  | Single and Multiple Station Alarms
22-28 46 21 |  |  |  | Fire-Alarm Control Units and Related Equipment
22-28 46 21 12 |  |  |  |  | Fire-Alarm Control Units
22-28 46 21 22 |  |  |  |  | Fire-Alarm Remote Annunciators
22-28 46 21 24 |  |  |  |  | Supervising Station Alarm Systems Communications Equipment
22-28 46 21 26 |  |  |  |  | Fire-Alarm System Printers
22-28 46 21 31 |  |  |  |  | Fire-Alarm Terminal Cabinets
22-28 46 21 33 |  |  |  |  | Low-Power Radio (Wireless) Equipment
22-28 46 21 41 |  |  |  |  | In-Building Fire Emergency Voice/Alarm Communications System (EVACS) Equipment
22-28 46 24 |  |  |  | Fire Command Center Equipment and Displays
22-28 46 25 |  |  |  | Fire-Alarm System Accessories
22-28 46 31 |  |  |  | Fire-Alarm Initiating Devices
22-28 46 31 11 |  |  |  |  | Heat-Sensing Fire Detectors
22-28 46 31 13 |  |  |  |  | Smoke-Sensing Fire Detectors
22-28 46 31 15 |  |  |  |  | Radiant Energy-Sensing Fire Detectors
22-28 46 31 17 |  |  |  |  | Gas-Sensing Fire Detectors
22-28 46 31 21 |  |  |  |  | Multi-Criteria Fire Detectors
22-28 46 31 23 |  |  |  |  | Multi-Sensor Fire Detectors
22-28 46 31 25 |  |  |  |  | Combination Fire Detectors
22-28 46 31 31 |  |  |  |  | Fire-Alarm Manual Initiating Devices
22-28 46 31 41 |  |  |  |  | Fire-Alarm Supervisory Signal Initiating Devices
22-28 46 33 |  |  |  | Public Emergency Alarm Reporting Equipment
22-28 46 41 |  |  |  | Fire-Alarm Notification Appliances
22-28 46 41 11 |  |  |  |  | Audible Fire-Alarm Notification Appliances
22-28 46 41 21 |  |  |  |  | Visible Fire Alarm Notification Appliances
22-28 46 41 31 |  |  |  |  | Combination Fire-Alarm Notification Appliances
22-28 46 41 41 |  |  |  |  | Tactile Fire Alarm Notification Appliances
22-28 46 51 |  |  |  | Fire-Alarm Supervised Interface Hardware
22-28 46 51 08 |  |  |  |  | Fire-Alarm Supervised Interface Hardware for Openings
22-28 46 51 14 |  |  |  |  | Fire-Alarm Supervised Interface Hardware for Elevators
22-28 46 51 23 |  |  |  |  | Fire-Alarm Supervised Interface Hardware for HVAC Systems
22-28 46 51 25 |  |  |  |  | Fire-Alarm Supervised Interface Hardware for Integrated Automation
22-28 47 00 |  |  | Mass Notification
22-28 47 11 |  |  |  | System Requirements for Mass Notification
22-28 47 13 |  |  |  | Mass Notification Software
22-28 47 15 |  |  |  | Mass Notification Control Panels
22-28 47 17 |  |  |  | Notification Devices and Methods
22-28 47 17 11 |  |  |  |  | Notification Appliances and Methods Indoors
22-28 47 17 13 |  |  |  |  | Notification Appliances and Methods Outdoors
22-28 47 17 15 |  |  |  |  | Notification Appliances and Methods Distributed Recipient
22-28 47 17 17 |  |  |  |  | Notification Appliances and Methods Public Methods
22-28 47 21 |  |  |  | Mass Notification System Interfaces
22-28 47 21 11 |  |  |  |  | Notification Interfaces to Access Control Systems
22-28 47 21 13 |  |  |  |  | Notification Interfaces to Video Surveillance Systems
22-28 47 21 15 |  |  |  |  | Notification Interfaces to Security Detection, Alarm, and Monitoring
22-28 47 21 17 |  |  |  |  | Notification Interfaces to Security Monitoring and Control
22-28 47 21 19 |  |  |  |  | Notification Interfaces to Life Safety Systems
22-28 47 21 21 |  |  |  |  | Notification Interfaces to Fire Detection and Alarm
22-28 47 21 23 |  |  |  |  | Notification Interfaces to Detention Systems
22-28 47 21 25 |  |  |  |  | Notification Interfaces to Emergency Response Systems
22-28 47 21 27 |  |  |  |  | Notification Interfaces to Network and Facilities Monitoring
22-28 47 21 29 |  |  |  |  | Notification Interfaces to Web Intelligence
22-28 47 21 31 |  |  |  |  | Notification Interfaces to Traffic Management and Monitoring Systems
22-28 47 21 33 |  |  |  |  | Notification Interfaces to Smart Phones
22-28 47 21 35 |  |  |  |  | Notification Interfaces to Other External Subsystems
22-28 48 00 |  |  | Emergency Response Systems
22-28 48 23 |  |  |  | Computer Aided Dispatch
22-28 49 00 |  |  | Electronic Personal Protection Systems
22-28 49 11 |  |  |  | Electronic Personal Safety Detection Systems
22-28 49 13 |  |  |  | Electronic Personal Safety Alarm Annunciation and Control Systems
22-28 49 15 |  |  |  | Electronic Personal Safety Interfaces to Remote Monitoring
22-28 49 17 |  |  |  | Electronic Personal Safety Emergency Aid Devices
22-28 50 00 |  | Specialized Systems
22-28 51 00 |  |  | Information Management and Presentation
22-28 51 11 |  |  |  | Information Management and Presentation Architecture
22-28 51 13 |  |  |  | Data and Information Management
22-28 51 15 |  |  |  | Information Interfaces to Connected Subsystems
22-28 51 15 11 |  |  |  |  | Information Interfaces to Access Control Systems
22-28 51 15 13 |  |  |  |  | Information Interfaces to Video Surveillance Systems
22-28 51 15 15 |  |  |  |  | Information Interfaces to Security Detection, Alarm, and Monitoring
22-28 51 15 17 |  |  |  |  | Information Interfaces to Security Monitoring and Control
22-28 51 15 19 |  |  |  |  | Information Interfaces to Mass Notification Systems
22-28 51 15 21 |  |  |  |  | Information Interfaces to Life Safety Systems
22-28 51 15 23 |  |  |  |  | Information Interfaces to Fire Detection and Alarm
22-28 51 15 25 |  |  |  |  | Information Interfaces to Detention Systems
22-28 51 15 27 |  |  |  |  | Information Interfaces to Emergency Response Systems
22-28 51 15 29 |  |  |  |  | Information Interfaces to License Plate Recognition Systems
22-28 51 15 31 |  |  |  |  | Information Interfaces to Facial Recognition Systems
22-28 51 15 33 |  |  |  |  | Information Interfaces to Remote Data Structures
22-28 51 15 35 |  |  |  |  | Information Interfaces to Network and Facilities Monitoring
22-28 51 15 37 |  |  |  |  | Information Interfaces to Crowd Sourcing
22-28 51 15 39 |  |  |  |  | Information Interfaces to Web Intelligence
22-28 51 15 41 |  |  |  |  | Information Interfaces to Traffic Management and Monitoring Systems
22-28 51 15 43 |  |  |  |  | Information Interfaces to Environmental Monitoring Systems
22-28 51 15 45 |  |  |  |  | Information Interfaces to Directly Connected Sensors
22-28 51 15 47 |  |  |  |  | Information Interfaces to Other Safety and Security Subsystems
22-28 51 15 49 |  |  |  |  | Information Interfaces to Other External Subsystems
22-28 51 17 |  |  |  | Data Presentation
22-28 51 17 11 |  |  |  |  | Maps
22-28 51 17 13 |  |  |  |  | Visualization
22-28 51 17 15 |  |  |  |  | Events/Alarms/Incidents
22-28 51 17 17 |  |  |  |  | Video Workspace
22-28 51 17 19 |  |  |  |  | Dispatch/Notification
22-28 51 17 21 |  |  |  |  | Review and Investigation
22-28 51 17 23 |  |  |  |  | Reporting
22-28 51 19 |  |  |  | Control Room and Monitoring Equipment
22-28 51 19 11 |  |  |  |  | Display/Workstations
22-28 51 19 13 |  |  |  |  | Video Walls
22-28 51 19 15 |  |  |  |  | Audio Equipment
22-28 51 19 17 |  |  |  |  | Remote Displays
22-28 52 00 |  |  | Detention Security Systems
22-28 52 11 |  |  |  | Detention Security System Requirements
22-28 52 13 |  |  |  | Detention Monitoring and Control System and Interfaces
22-28 52 13 11 |  |  |  |  | Detention Interfaces to Access Control Systems
22-28 52 13 13 |  |  |  |  | Detention Interfaces to Video Surveillance Systems
22-28 52 13 15 |  |  |  |  | Detention Interfaces to Security Detention, Alarm, and Monitoring
22-28 52 13 17 |  |  |  |  | Detention Interfaces to Security Monitoring and Control
22-28 52 13 19 |  |  |  |  | Detention Interfaces to Duress Alarm Systems
22-28 52 13 21 |  |  |  |  | Detention Interfaces to Distributed Television Systems
22-28 52 13 23 |  |  |  |  | Detention Interfaces to Perimeter Security Systems
22-28 52 15 |  |  |  | Detention Video Systems
22-28 52 15 11 |  |  |  |  | Detention Interfaces to Video Interrogation Systems
22-28 52 15 13 |  |  |  |  | Detention Interfaces to Video Arraignment Systems
22-28 52 15 15 |  |  |  |  | Detention Interfaces to Video Visitation Systems
22-28 52 17 |  |  |  | Detention Communication Systems
22-28 52 17 11 |  |  |  |  | Detention Interfaces to Intercom and Paging Systems
22-28 52 17 13 |  |  |  |  | Detention Interfaces to Local Intercom Systems
22-28 52 17 15 |  |  |  |  | Detention Interfaces to Inmate Television Systems
22-28 52 19 |  |  |  | Detention Personal Protection Systems
22-31 00 00 | Earthwork
22-31 01 00 |  |  | Maintenance of Earthwork
22-31 01 10 |  |  |  | Maintenance of Clearing
22-31 01 20 |  |  |  | Maintenance of Earth Moving
22-31 01 40 |  |  |  | Maintenance of Shoring and Underpinning
22-31 01 50 |  |  |  | Maintenance of Excavation Support and Protection
22-31 01 60 |  |  |  | Maintenance of Special Foundations and Load Bearing Elements
22-31 01 62 |  |  |  | Maintenance of Driven Piles
22-31 01 62 61 |  |  |  |  | Driven Pile Repairs
22-31 01 63 |  |  |  | Maintenance of Bored and Augered Piles
22-31 01 63 61 |  |  |  |  | Bored and Augered Pile Repairs
22-31 01 70 |  |  |  | Maintenance of Tunneling and Mining
22-31 01 70 61 |  |  |  |  | Tunnel Leak Repairs
22-31 05 00 |  |  | Common Work Results for Earthwork
22-31 05 05 |  |  |  | Selective Demolition for Earthwork
22-31 05 13 |  |  |  | Soils for Earthwork
22-31 05 16 |  |  |  | Aggregates for Earthwork
22-31 05 19 |  |  |  | Geosynthetics for Earthwork
22-31 05 19 13 |  |  |  |  | Geotextiles for Earthwork
22-31 05 19 16 |  |  |  |  | Geomembranes for Earthwork
22-31 05 19 19 |  |  |  |  | Geogrids for Earthwork
22-31 05 19 23 |  |  |  |  | Geosynthetic Clay Liners
22-31 05 19 26 |  |  |  |  | Geocomposites
22-31 05 19 29 |  |  |  |  | Geonets
22-31 05 23 |  |  |  | Cement and Concrete for Earthwork
22-31 08 00 |  |  | Commissioning of Earthwork
22-31 08 13 |  |  |  | Pile Load Testing
22-31 08 13 13 |  |  |  |  | Dynamic Pile Load Testing
22-31 08 13 16 |  |  |  |  | Static Pile Load Testing
22-31 09 00 |  |  | Geotechnical Instrumentation and Monitoring of Earthwork
22-31 09 13 |  |  |  | Geotechnical Instrumentation and Monitoring
22-31 09 13 13 |  |  |  |  | Groundwater Monitoring During Construction
22-31 09 16 |  |  |  | Foundation Performance Instrumentation
22-31 09 16 26 |  |  |  |  | Bored and Augered Pile Load Tests
22-31 10 00 |  | Site Clearing
22-31 11 00 |  |  | Clearing and Grubbing
22-31 12 00 |  |  | Selective Clearing
22-31 13 00 |  |  | Selective Tree and Shrub Removal and Trimming
22-31 13 13 |  |  |  | Selective Tree and Shrub Removal
22-31 13 16 |  |  |  | Selective Tree and Shrub Trimming
22-31 14 00 |  |  | Earth Stripping and Stockpiling
22-31 14 13 |  |  |  | Soil Stripping and Stockpiling
22-31 14 13 13 |  |  |  |  | Soil Stripping
22-31 14 13 16 |  |  |  |  | Soil Stockpiling
22-31 14 13 23 |  |  |  |  | Topsoil Stripping and Stockpiling
22-31 14 16 |  |  |  | Sod Stripping and Stockpiling
22-31 14 16 13 |  |  |  |  | Sod Stripping
22-31 14 16 16 |  |  |  |  | Sod Stockpiling
22-31 20 00 |  | Earth Moving
22-31 21 00 |  |  | Off-Gassing Mitigation
22-31 21 13 |  |  |  | Radon Mitigation
22-31 21 13 13 |  |  |  |  | Radon Venting
22-31 21 16 |  |  |  | Methane Mitigation
22-31 21 16 13 |  |  |  |  | Methane Venting
22-31 22 00 |  |  | Grading
22-31 22 13 |  |  |  | Rough Grading
22-31 22 16 |  |  |  | Fine Grading
22-31 22 16 13 |  |  |  |  | Roadway Subgrade Reshaping
22-31 22 19 |  |  |  | Finish Grading
22-31 22 19 13 |  |  |  |  | Spreading and Grading Topsoil
22-31 23 00 |  |  | Excavation and Fill
22-31 23 13 |  |  |  | Subgrade Preparation
22-31 23 16 |  |  |  | Excavation
22-31 23 16 13 |  |  |  |  | Trenching
22-31 23 16 16 |  |  |  |  | Structural Excavation for Minor Structures
22-31 23 16 26 |  |  |  |  | Rock Removal
22-31 23 19 |  |  |  | Dewatering
22-31 23 23 |  |  |  | Fill
22-31 23 23 13 |  |  |  |  | Backfill
22-31 23 23 23 |  |  |  |  | Compaction
22-31 23 23 33 |  |  |  |  | Flowable Fill
22-31 23 23 43 |  |  |  |  | Geofoam
22-31 23 33 |  |  |  | Trenching and Backfilling
22-31 24 00 |  |  | Embankments
22-31 24 13 |  |  |  | Roadway Embankments
22-31 24 16 |  |  |  | Railway Embankments
22-31 25 00 |  |  | Erosion and Sedimentation Controls
22-31 25 14 |  |  |  | Stabilization Measures for Erosion and Sedimentation Control
22-31 25 14 13 |  |  |  |  | Hydraulically-Applied Erosion Control
22-31 25 14 16 |  |  |  |  | Rolled Erosion Control Mats and Blankets
22-31 25 24 |  |  |  | Structural Measures for Erosion and Sedimentation Control
22-31 25 24 13 |  |  |  |  | Rock Barriers
22-31 25 34 |  |  |  | Retention Measures for Erosion and Sedimentation Controls
22-31 25 34 13 |  |  |  |  | Rock Basins
22-31 30 00 |  | Earthwork Methods
22-31 31 00 |  |  | Soil Treatment
22-31 31 13 |  |  |  | Rodent Control
22-31 31 13 16 |  |  |  |  | Rodent Control Bait Systems
22-31 31 13 19 |  |  |  |  | Rodent Control Traps
22-31 31 13 23 |  |  |  |  | Rodent Control Electronic Systems
22-31 31 13 26 |  |  |  |  | Rodent Control Repellants
22-31 31 16 |  |  |  | Termite Control
22-31 31 16 13 |  |  |  |  | Chemical Termite Control
22-31 31 16 16 |  |  |  |  | Termite Control Bait Systems
22-31 31 16 19 |  |  |  |  | Termite Control Barriers
22-31 31 19 |  |  |  | Vegetation Control
22-31 31 19 13 |  |  |  |  | Chemical Vegetation Control
22-31 31 33 |  |  |  | Sanitary Vacuum System Piping
22-31 32 00 |  |  | Soil Stabilization
22-31 32 13 |  |  |  | Soil Mixing Stabilization
22-31 32 13 13 |  |  |  |  | Asphalt Soil Stabilization
22-31 32 13 16 |  |  |  |  | Cement Soil Stabilization
22-31 32 13 19 |  |  |  |  | Lime Soil Stabilization
22-31 32 13 23 |  |  |  |  | Fly-Ash Soil Stabilization
22-31 32 13 26 |  |  |  |  | Lime-Fly-Ash Soil Stabilization
22-31 32 16 |  |  |  | Chemical Treatment Soil Stabilization
22-31 32 16 13 |  |  |  |  | Polymer Emulsion Soil Stabilization
22-31 32 17 |  |  |  | Water Injection Soil Stabilization
22-31 32 19 |  |  |  | Geosynthetic Soil Stabilization and Layer Separation
22-31 32 19 13 |  |  |  |  | Geogrid Soil Stabilization
22-31 32 19 16 |  |  |  |  | Geotextile Soil Stabilization
22-31 32 19 19 |  |  |  |  | Geogrid Layer Separation
22-31 32 19 23 |  |  |  |  | Geotextile Layer Separation
22-31 32 23 |  |  |  | Pressure Grouting Soil Stabilization
22-31 32 23 13 |  |  |  |  | Cementitious Pressure Grouting Soil Stabilization
22-31 32 23 16 |  |  |  |  | Chemical Pressure Grouting Soil Stabilization
22-31 32 33 |  |  |  | Shotcrete Soil Slope Stabilization
22-31 32 36 |  |  |  | Soil Nailing
22-31 32 36 13 |  |  |  |  | Driven Soil Nailing
22-31 32 36 16 |  |  |  |  | Grouted Soil Nailing
22-31 32 36 19 |  |  |  |  | Corrosion-Protected Soil Nailing
22-31 32 36 23 |  |  |  |  | Jet-Grouted Soil Nailing
22-31 32 36 26 |  |  |  |  | Launched Soil Nailing
22-31 33 00 |  |  | Rock Stabilization
22-31 33 13 |  |  |  | Rock Bolting and Grouting
22-31 33 23 |  |  |  | Rock Slope Netting
22-31 33 26 |  |  |  | Rock Slope Wire Mesh
22-31 33 33 |  |  |  | Shotcrete Rock Slope Stabilization
22-31 33 43 |  |  |  | Vegetated Rock Slope Stabilization
22-31 34 00 |  |  | Soil Reinforcement
22-31 34 19 |  |  |  | Geosynthetic Soil Reinforcement
22-31 34 19 13 |  |  |  |  | Geogrid Soil Reinforcement
22-31 34 19 16 |  |  |  |  | Geotextile Soil Reinforcement
22-31 34 23 |  |  |  | Fiber Soil Reinforcement
22-31 34 23 13 |  |  |  |  | Geosynthetic Fiber Soil Reinforcement
22-31 35 00 |  |  | Slope Protection
22-31 35 19 |  |  |  | Geosynthetic Slope Protection
22-31 35 19 13 |  |  |  |  | Geogrid Slope Protection
22-31 35 19 16 |  |  |  |  | Geotextile Slope Protection
22-31 35 19 19 |  |  |  |  | Slope Protection with Mulch Control Netting
22-31 35 23 |  |  |  | Slope Protection with Slope Paving
22-31 35 23 13 |  |  |  |  | Cast-In-Place Concrete Slope Paving
22-31 35 23 16 |  |  |  |  | Precast Concrete Slope Paving
22-31 35 23 19 |  |  |  |  | Concrete Unit Masonry Slope Paving
22-31 35 26 |  |  |  | Containment Barriers
22-31 35 26 13 |  |  |  |  | Clay Containment Barriers
22-31 35 26 16 |  |  |  |  | Geomembrane Containment Barriers
22-31 35 26 23 |  |  |  |  | Bentonite Slurry Trench
22-31 36 00 |  |  | Gabions
22-31 36 13 |  |  |  | Gabion Boxes
22-31 36 19 |  |  |  | Gabion Mattresses
22-31 36 19 13 |  |  |  |  | Vegetated Gabion Mattresses
22-31 37 00 |  |  | Riprap
22-31 37 13 |  |  |  | Machined Riprap
22-31 37 16 |  |  |  | Non-Machined Riprap
22-31 37 16 13 |  |  |  |  | Rubble-Stone Riprap
22-31 37 16 16 |  |  |  |  | Concrete Unit Masonry Riprap
22-31 37 16 19 |  |  |  |  | Sacked Sand-Cement Riprap
22-31 40 00 |  | Shoring and Underpinning
22-31 41 00 |  |  | Shoring
22-31 41 13 |  |  |  | Timber Shoring
22-31 41 16 |  |  |  | Sheet Piling
22-31 41 16 13 |  |  |  |  | Steel Sheet Piling
22-31 41 16 16 |  |  |  |  | Plastic Sheet Piling
22-31 41 19 |  |  |  | Metal Hydraulic Shoring
22-31 41 19 13 |  |  |  |  | Aluminum Hydraulic Shoring
22-31 41 23 |  |  |  | Pneumatic Shoring
22-31 41 33 |  |  |  | Trench Shielding
22-31 43 00 |  |  | Concrete Raising
22-31 43 13 |  |  |  | Pressure Grouting
22-31 43 13 13 |  |  |  |  | Concrete Pressure Grouting
22-31 43 13 16 |  |  |  |  | Polyurethane Pressure Grouting
22-31 43 16 |  |  |  | Compaction Grouting
22-31 43 19 |  |  |  | Mechanical Jacking
22-31 45 00 |  |  | Vibroflotation and Densification
22-31 45 13 |  |  |  | Vibroflotation
22-31 45 16 |  |  |  | Densification
22-31 46 00 |  |  | Needle Beams
22-31 46 13 |  |  |  | Cantilever Needle Beams
22-31 48 00 |  |  | Underpinning
22-31 48 13 |  |  |  | Underpinning Piers
22-31 48 19 |  |  |  | Bracket Piers
22-31 48 23 |  |  |  | Jacked Piers
22-31 48 33 |  |  |  | Micropile Underpinning
22-31 50 00 |  | Excavation Support and Protection
22-31 51 00 |  |  | Anchor Tiebacks
22-31 51 13 |  |  |  | Excavation Soil Anchors
22-31 51 16 |  |  |  | Excavation Rock Anchors
22-31 52 00 |  |  | Cofferdams
22-31 52 13 |  |  |  | Sheet Piling Cofferdams
22-31 52 16 |  |  |  | Timber Cofferdams
22-31 52 19 |  |  |  | Precast Concrete Cofferdams
22-31 53 00 |  |  | Cribbing and Walers
22-31 53 13 |  |  |  | Timber Cribwork
22-31 54 00 |  |  | Ground Freezing
22-31 56 00 |  |  | Slurry Walls
22-31 56 13 |  |  |  | Bentonite Slurry Walls
22-31 56 13 13 |  |  |  |  | Soil-Bentonite Slurry Walls
22-31 56 13 16 |  |  |  |  | Cement-Bentonite Slurry Walls
22-31 56 13 19 |  |  |  |  | Slag-Cement-Bentonite Slurry Walls
22-31 56 13 23 |  |  |  |  | Soil-Cement-Bentonite Slurry Walls
22-31 56 13 26 |  |  |  |  | Pozzolan-Bentonite Slurry Walls
22-31 56 13 29 |  |  |  |  | Organically-Modified Bentonite Slurry Walls
22-31 56 16 |  |  |  | Attipulgite Slurry Walls
22-31 56 16 13 |  |  |  |  | Soil-Attipulgite Slurry Walls
22-31 56 19 |  |  |  | Slurry-Geomembrane Composite Slurry Walls
22-31 56 23 |  |  |  | Lean Concrete Slurry Walls
22-31 56 26 |  |  |  | Bio-Polymer Trench Drain
22-31 60 00 |  | Special Foundations and Load-Bearing Elements
22-31 62 00 |  |  | Driven Piles
22-31 62 13 |  |  |  | Concrete Piles
22-31 62 13 13 |  |  |  |  | Cast-in-Place Concrete Piles
22-31 62 13 16 |  |  |  |  | Concrete Displacement Piles
22-31 62 13 19 |  |  |  |  | Precast Concrete Piles
22-31 62 13 23 |  |  |  |  | Prestressed Concrete Piles
22-31 62 13 26 |  |  |  |  | Pressure-Injected Footings
22-31 62 16 |  |  |  | Steel Piles
22-31 62 16 13 |  |  |  |  | Sheet Steel Piles
22-31 62 16 16 |  |  |  |  | Steel H Piles
22-31 62 16 19 |  |  |  |  | Unfilled Tubular Steel Piles
22-31 62 19 |  |  |  | Timber Piles
22-31 62 23 |  |  |  | Composite Piles
22-31 62 23 13 |  |  |  |  | Concrete-Filled Steel Piles
22-31 62 23 16 |  |  |  |  | Wood and Cast-In-Place Concrete Piles
22-31 63 00 |  |  | Bored Piles
22-31 63 13 |  |  |  | Bored and Augered Test Piles
22-31 63 16 |  |  |  | Auger Cast Grout Piles
22-31 63 19 |  |  |  | Bored and Socketed Piles
22-31 63 19 13 |  |  |  |  | Rock Sockets for Piles
22-31 63 23 |  |  |  | Bored Concrete Piles
22-31 63 23 13 |  |  |  |  | Bored and Belled Concrete Piles
22-31 63 23 16 |  |  |  |  | Bored Friction Concrete Piles
22-31 63 26 |  |  |  | Drilled Caissons
22-31 63 26 13 |  |  |  |  | Fixed End Caisson Piles
22-31 63 26 16 |  |  |  |  | Concrete Caissons for Marine Construction
22-31 63 29 |  |  |  | Drilled Concrete Piers and Shafts
22-31 63 29 13 |  |  |  |  | Uncased Drilled Concrete Piers
22-31 63 29 16 |  |  |  |  | Cased Drilled Concrete Piers
22-31 63 33 |  |  |  | Drilled Micropiles
22-31 64 00 |  |  | Caissons
22-31 64 13 |  |  |  | Box Caissons
22-31 64 16 |  |  |  | Excavated Caissons
22-31 64 19 |  |  |  | Floating Caissons
22-31 64 23 |  |  |  | Open Caissons
22-31 64 26 |  |  |  | Pneumatic Caissons
22-31 64 29 |  |  |  | Sheeted Caissons
22-31 66 00 |  |  | Special Foundations
22-31 66 13 |  |  |  | Special Piles
22-31 66 13 13 |  |  |  |  | Rammed Aggregate Piles
22-31 66 15 |  |  |  | Helical Foundation Piles
22-31 66 16 |  |  |  | Special Foundation Walls
22-31 66 16 13 |  |  |  |  | Anchored Foundation Walls
22-31 66 16 23 |  |  |  |  | Concrete Cribbing Foundation Walls
22-31 66 16 26 |  |  |  |  | Metal Cribbing Foundation Walls
22-31 66 16 33 |  |  |  |  | Manufactured Modular Foundation Walls
22-31 66 16 43 |  |  |  |  | Mechanically Stabilized Earth Foundation Walls
22-31 66 16 46 |  |  |  |  | Slurry Diaphragm Foundation Walls
22-31 66 16 53 |  |  |  |  | Soldier-Beam Foundation Walls
22-31 66 16 56 |  |  |  |  | Permanently-Anchored Soldier-Beam Foundation Walls
22-31 66 19 |  |  |  | Refrigerated Foundations
22-31 68 00 |  |  | Foundation Anchors
22-31 68 13 |  |  |  | Rock Foundation Anchors
22-31 68 16 |  |  |  | Helical Foundation Anchors
22-31 70 00 |  | Tunneling and Mining
22-31 71 00 |  |  | Tunnel Excavation
22-31 71 13 |  |  |  | Shield Driving Tunnel Excavation
22-31 71 16 |  |  |  | Tunnel Excavation by Drilling and Blasting
22-31 71 19 |  |  |  | Tunnel Excavation by Tunnel Boring Machine
22-31 71 23 |  |  |  | Tunneling by Cut and Cover
22-31 72 00 |  |  | Tunnel Support Systems
22-31 72 13 |  |  |  | Rock Reinforcement and Initial Support
22-31 72 16 |  |  |  | Steel Ribs and Lagging
22-31 73 00 |  |  | Tunnel Grouting
22-31 73 13 |  |  |  | Cement Tunnel Grouting
22-31 73 16 |  |  |  | Chemical Tunnel Grouting
22-31 74 00 |  |  | Tunnel Construction
22-31 74 13 |  |  |  | Cast-in-Place Concrete Tunnel Lining
22-31 74 16 |  |  |  | Precast Concrete Tunnel Lining
22-31 74 19 |  |  |  | Shotcrete Tunnel Lining
22-31 75 00 |  |  | Shaft Construction
22-31 75 13 |  |  |  | Cast-in-Place Concrete Shaft Lining
22-31 75 16 |  |  |  | Precast Concrete Shaft Lining
22-31 77 00 |  |  | Submersible Tube Tunnels
22-31 77 13 |  |  |  | Trench Excavation for Submerged Tunnels
22-31 77 16 |  |  |  | Tube Construction (Outfitting Tunnel Tubes)
22-31 77 19 |  |  |  | Floating and Laying Submerged Tunnels
22-32 00 00 | Exterior Improvements
22-32 01 00 |  |  | Operation and Maintenance of Exterior Improvements
22-32 01 11 |  |  |  | Paving Cleaning
22-32 01 11 51 |  |  |  |  | Rubber and Paint Removal From Paving
22-32 01 11 52 |  |  |  |  | Rubber Removal From Paving
22-32 01 11 53 |  |  |  |  | Paint Removal From Paving
22-32 01 13 |  |  |  | Flexible Paving Surface Treatment
22-32 01 13 61 |  |  |  |  | Slurry Seal (Latex Modified)
22-32 01 13 62 |  |  |  |  | Asphalt Surface Treatment
22-32 01 16 |  |  |  | Flexible Paving Rehabilitation
22-32 01 16 71 |  |  |  |  | Cold Milling Asphalt Paving
22-32 01 16 72 |  |  |  |  | Asphalt Paving Reuse
22-32 01 16 73 |  |  |  |  | In Place Cold Reused Asphalt Paving
22-32 01 16 74 |  |  |  |  | In Place Hot Reused Asphalt Paving
22-32 01 16 75 |  |  |  |  | Heater Scarifying of Asphalt Paving
22-32 01 17 |  |  |  | Flexible Paving Repair
22-32 01 17 61 |  |  |  |  | Sealing Cracks in Asphalt Paving
22-32 01 17 62 |  |  |  |  | Stress-Absorbing Membrane Interlayer
22-32 01 19 |  |  |  | Rigid Paving Surface Treatment
22-32 01 19 61 |  |  |  |  | Sealing of Joints in Rigid Paving
22-32 01 19 62 |  |  |  |  | Patching of Rigid Paving
22-32 01 23 |  |  |  | Base Course Reconditioning
22-32 01 26 |  |  |  | Rigid Paving Rehabilitation
22-32 01 26 71 |  |  |  |  | Grooving of Concrete Paving
22-32 01 26 72 |  |  |  |  | Grinding of Concrete Paving
22-32 01 26 73 |  |  |  |  | Milling of Concrete Paving
22-32 01 26 74 |  |  |  |  | Concrete Overlays
22-32 01 26 75 |  |  |  |  | Concrete Paving Reuse
22-32 01 29 |  |  |  | Rigid Paving Repair
22-32 01 29 61 |  |  |  |  | Partial Depth Patching of Rigid Paving
22-32 01 29 62 |  |  |  |  | Concrete Paving Raising
22-32 01 29 63 |  |  |  |  | Subsealing and Stabilization
22-32 01 30 |  |  |  | Operation and Maintenance of Site Improvements
22-32 01 30 13 |  |  |  |  | Snow Removal
22-32 01 80 |  |  |  | Operation and Maintenance of Irrigation
22-32 01 90 |  |  |  | Operation and Maintenance of Planting
22-32 01 90 13 |  |  |  |  | Fertilizing
22-32 01 90 16 |  |  |  |  | Amending Soils
22-32 01 90 19 |  |  |  |  | Mowing
22-32 01 90 23 |  |  |  |  | Pruning
22-32 01 90 26 |  |  |  |  | Watering
22-32 01 90 29 |  |  |  |  | Topsoil Preservation
22-32 01 90 33 |  |  |  |  | Tree and Shrub Preservation
22-32 01 90 91 |  |  |  |  | Perennials and Grasses Restoration
22-32 05 00 |  |  | Common Work Results for Exterior Improvements
22-32 05 05 |  |  |  | Selective Demolition for Exterior Improvements
22-32 05 13 |  |  |  | Soils for Exterior Improvements
22-32 05 16 |  |  |  | Aggregates for Exterior Improvements
22-32 05 19 |  |  |  | Geosynthetics for Exterior Improvements
22-32 05 19 13 |  |  |  |  | Geotextiles for Exterior Improvements
22-32 05 19 16 |  |  |  |  | Geomembranes for Exterior Improvements
22-32 05 19 19 |  |  |  |  | Geogrids for Exterior Improvements
22-32 05 23 |  |  |  | Cement and Concrete for Exterior Improvements
22-32 05 33 |  |  |  | Common Work Results for Planting
22-32 08 00 |  |  | Commissioning of Exterior Improvements
22-32 10 00 |  | Bases, Ballasts, and Paving
22-32 11 00 |  |  | Base Courses
22-32 11 13 |  |  |  | Subgrade Modifications
22-32 11 13 13 |  |  |  |  | Lime-Treated Subgrades
22-32 11 13 16 |  |  |  |  | Bituminous-Treated Subgrades
22-32 11 16 |  |  |  | Subbase Courses
22-32 11 16 13 |  |  |  |  | Sand-Clay Subbase Courses
22-32 11 16 16 |  |  |  |  | Aggregate Subbase Courses
22-32 11 23 |  |  |  | Aggregate Base Courses
22-32 11 23 13 |  |  |  |  | Sand-Clay Base Courses
22-32 11 23 23 |  |  |  |  | Base Course Drainage Layers
22-32 11 26 |  |  |  | Asphaltic Base Courses
22-32 11 26 13 |  |  |  |  | Plant Mix Asphaltic Base Courses
22-32 11 26 16 |  |  |  |  | Road Mix Asphaltic Base Courses
22-32 11 26 19 |  |  |  |  | Bituminous-Stabilized Base Courses
22-32 11 29 |  |  |  | Lime Treated Base Courses
22-32 11 29 13 |  |  |  |  | Lime-Fly Ash-Treated Base Courses
22-32 11 33 |  |  |  | Cement-Treated Base Courses
22-32 11 33 13 |  |  |  |  | Portland Cement-Stabilized Base Courses
22-32 11 36 |  |  |  | Concrete Base Courses
22-32 11 36 11 |  |  |  |  | Soil-Cement Concrete Base Courses
22-32 11 36 13 |  |  |  |  | Lean Concrete Base Courses
22-32 11 36 16 |  |  |  |  | Plain Cement Concrete Base Courses
22-32 11 36 19 |  |  |  |  | Hydraulic Cement Concrete Base Courses
22-32 11 39 |  |  |  | Shell Base Course
22-32 12 00 |  |  | Flexible Paving
22-32 12 13 |  |  |  | Preparatory Coats
22-32 12 13 13 |  |  |  |  | Tack Coats
22-32 12 13 16 |  |  |  |  | Asphaltic Tack Coats
22-32 12 13 19 |  |  |  |  | Prime Coats
22-32 12 13 23 |  |  |  |  | Asphaltic Prime Coats
22-32 12 16 |  |  |  | Asphalt Paving
22-32 12 16 13 |  |  |  |  | Plant-Mix Asphalt Paving
22-32 12 16 16 |  |  |  |  | Road-Mix Asphalt Paving
22-32 12 16 19 |  |  |  |  | Cold-Mix Asphalt Paving
22-32 12 16 23 |  |  |  |  | Reinforced Asphalt Paving
22-32 12 16 26 |  |  |  |  | Fiber-Modified Asphalt Paving
22-32 12 16 29 |  |  |  |  | Polymer-Modified Asphalt Paving
22-32 12 16 33 |  |  |  |  | Granulated Rubber-Modified Asphalt Paving
22-32 12 16 36 |  |  |  |  | Athletic Asphalt Paving
22-32 12 19 |  |  |  | Asphalt Paving Wearing Courses
22-32 12 19 13 |  |  |  |  | Road-Mix Asphalt Paving Wearing Courses
22-32 12 19 16 |  |  |  |  | Resin-Modified Asphalt Paving Wearing Courses
22-32 12 19 19 |  |  |  |  | Porous Friction Asphalt Paving Wearing Courses
22-32 12 33 |  |  |  | Flexible Paving Surface Treatments
22-32 12 36 |  |  |  | Seal Coats
22-32 12 36 13 |  |  |  |  | Asphaltic Seal and Fog Coats
22-32 12 36 16 |  |  |  |  | Coal Tar Seal Coats
22-32 12 36 19 |  |  |  |  | Coal Tar Seal Coats with Unvulcanized Rubber
22-32 12 36 23 |  |  |  |  | Fuel-Resistant Sealers
22-32 12 43 |  |  |  | Porous Flexible Paving
22-32 12 73 |  |  |  | Asphalt Paving Joint Sealants
22-32 13 00 |  |  | Rigid Paving
22-32 13 13 |  |  |  | Concrete Paving
22-32 13 13 13 |  |  |  |  | Exposed Aggregate Concrete Paving
22-32 13 13 16 |  |  |  |  | Power-Compacted Concrete Paving
22-32 13 13 17 |  |  |  |  | Roller-Compacted Concrete Paving
22-32 13 13 19 |  |  |  |  | Prestressed Concrete Paving
22-32 13 13 23 |  |  |  |  | Concrete Paving Surface Treatment
22-32 13 13 26 |  |  |  |  | Stained Concrete Paving
22-32 13 13 33 |  |  |  |  | Plain Concrete Paving
22-32 13 16 |  |  |  | Decorative Concrete Paving
22-32 13 16 13 |  |  |  |  | Patterned Concrete Paving
22-32 13 16 19 |  |  |  |  | Imprinted Concrete Paving
22-32 13 16 23 |  |  |  |  | Stamped Concrete Paving
22-32 13 43 |  |  |  | Pervious Concrete Paving
22-32 13 73 |  |  |  | Concrete Paving Joint Sealants
22-32 13 73 13 |  |  |  |  | Fuel-Resistant Concrete Paving Joint Sealants
22-32 13 73 16 |  |  |  |  | Field-Molded Concrete Paving Joint Sealants
22-32 13 73 19 |  |  |  |  | Compression Concrete Paving Joint Sealants
22-32 14 00 |  |  | Unit Paving
22-32 14 13 |  |  |  | Precast Concrete Unit Paving
22-32 14 13 13 |  |  |  |  | Interlocking Precast Concrete Unit Paving
22-32 14 13 16 |  |  |  |  | Precast Concrete Unit Paving Slabs
22-32 14 13 19 |  |  |  |  | Porous Precast Concrete Unit Paving
22-32 14 16 |  |  |  | Brick Unit Paving
22-32 14 23 |  |  |  | Asphalt Unit Paving
22-32 14 26 |  |  |  | Wood Paving
22-32 14 29 |  |  |  | Rubber Paving
22-32 14 33 |  |  |  | Plastic Paving
22-32 14 33 13 |  |  |  |  | Permeable Plastic Paving
22-32 14 40 |  |  |  | Stone Paving
22-32 14 43 |  |  |  | Porous Unit Paving
22-32 15 00 |  |  | Aggregate Surfacing
22-32 15 13 |  |  |  | Cinder Surfacing
22-32 15 40 |  |  |  | Crushed Stone Surfacing
22-32 15 50 |  |  |  | Aggregate-Turf Pavement
22-32 16 00 |  |  | Curbs, Gutters, Sidewalks, and Driveways
22-32 16 13 |  |  |  | Curbs and Gutters
22-32 16 13 13 |  |  |  |  | Cast-In-Place Concrete Curbs and Gutters
22-32 16 13 16 |  |  |  |  | Steel Faced Curbs
22-32 16 13 23 |  |  |  |  | Precast Concrete Curbs and Gutters
22-32 16 13 33 |  |  |  |  | Asphalt Curbs
22-32 16 13 43 |  |  |  |  | Stone Curbs
22-32 16 23 |  |  |  | Sidewalks
22-32 16 33 |  |  |  | Driveways
22-32 17 00 |  |  | Paving Specialties
22-32 17 13 |  |  |  | Parking Bumpers
22-32 17 13 13 |  |  |  |  | Metal Parking Bumpers
22-32 17 13 16 |  |  |  |  | Plastic Parking Bumpers
22-32 17 13 19 |  |  |  |  | Precast Concrete Parking Bumpers
22-32 17 13 23 |  |  |  |  | Rubber Parking Bumpers
22-32 17 13 26 |  |  |  |  | Wood Parking Bumpers
22-32 17 16 |  |  |  | Manufactured Traffic-Calming Devices
22-32 17 23 |  |  |  | Pavement Markings
22-32 17 23 13 |  |  |  |  | Painted Pavement Markings
22-32 17 23 23 |  |  |  |  | Raised Pavement Markings
22-32 17 23 33 |  |  |  |  | Plastic Pavement Markings
22-32 17 26 |  |  |  | Tactile Warning Surfacing
22-32 17 29 |  |  |  | Pavement Embedded Warning Lights
22-32 17 43 |  |  |  | Pavement Snow Melting Systems
22-32 18 00 |  |  | Athletic and Recreational Surfacing
22-32 18 13 |  |  |  | Synthetic Grass Surfacing
22-32 18 16 |  |  |  | Synthetic Resilient Surfacing
22-32 18 16 13 |  |  |  |  | Playground Protective Surfacing
22-32 18 23 |  |  |  | Athletic Surfacing
22-32 18 23 13 |  |  |  |  | Baseball Field Surfacing
22-32 18 23 16 |  |  |  |  | Natural Baseball Field Surfacing
22-32 18 23 19 |  |  |  |  | Synthetic Baseball Field Surfacing
22-32 18 23 23 |  |  |  |  | Field Sport Surfacing
22-32 18 23 26 |  |  |  |  | Natural Field Sport Surfacing
22-32 18 23 29 |  |  |  |  | Synthetic Field Sport Surfacing
22-32 18 23 33 |  |  |  |  | Running Track Surfacing
22-32 18 23 36 |  |  |  |  | Natural Running Track Surfacing
22-32 18 23 39 |  |  |  |  | Synthetic Running Track Surfacing
22-32 18 23 43 |  |  |  |  | Recreational Court Surfacing
22-32 18 23 53 |  |  |  |  | Tennis Court Surfacing
22-32 18 23 56 |  |  |  |  | Natural Tennis Court Surfacing
22-32 18 23 59 |  |  |  |  | Synthetic Tennis Court Surfacing
22-32 18 23 63 |  |  |  |  | Equestrian Surfacing
22-32 30 00 |  | Site Improvements
22-32 31 00 |  |  | Fences and Gates
22-32 31 11 |  |  |  | Gate Operators
22-32 31 13 |  |  |  | Chain Link Fences and Gates
22-32 31 13 23 |  |  |  |  | Recreational Court Fences and Gates
22-32 31 13 26 |  |  |  |  | Tennis Court Fences and Gates
22-32 31 13 29 |  |  |  |  | Tennis Court Wind Breaker
22-32 31 13 33 |  |  |  |  | Chain Link Backstops
22-32 31 13 53 |  |  |  |  | High-Security Chain Link Fences and Gates
22-32 31 16 |  |  |  | Welded Wire Fences and Gates
22-32 31 17 |  |  |  | Expanded Metal Fences and Gates
22-32 31 19 |  |  |  | Decorative Metal Fences and Gates
22-32 31 19 53 |  |  |  |  | Decorative Metal Security Fences and Gates
22-32 31 23 |  |  |  | Plastic Fences and Gates
22-32 31 26 |  |  |  | Wire Fences and Gates
22-32 31 26 11 |  |  |  |  | Wire Fences with Wood Posts
22-32 31 26 13 |  |  |  |  | Wire Fences with Steel Posts
22-32 31 29 |  |  |  | Wood Fences and Gates
22-32 31 32 |  |  |  | Composite Fences and Gates
22-32 31 53 |  |  |  | Cattle Guards
22-32 31 56 |  |  |  | Wild Life Deterrent Fence
22-32 32 00 |  |  | Retaining Walls
22-32 32 13 |  |  |  | Cast-in-Place Concrete Retaining Walls
22-32 32 16 |  |  |  | Precast Concrete Retaining Walls
22-32 32 19 |  |  |  | Unit Masonry Retaining Walls
22-32 32 23 |  |  |  | Segmental Retaining Walls
22-32 32 23 13 |  |  |  |  | Segmental Concrete Unit Masonry Retaining Walls
22-32 32 23 16 |  |  |  |  | Manufactured Modular Walls
22-32 32 26 |  |  |  | Metal Crib Retaining Walls
22-32 32 29 |  |  |  | Timber Retaining Walls
22-32 32 34 |  |  |  | Reinforced Soil Retaining Walls
22-32 32 36 |  |  |  | Gabion Retaining Walls
22-32 32 43 |  |  |  | Soldier-Beam Retaining Walls
22-32 32 53 |  |  |  | Stone Retaining Walls
22-32 33 00 |  |  | Site Furnishings
22-32 33 13 |  |  |  | Site Bicycle Racks
22-32 33 14 |  |  |  | Site Bicycle Lockers
22-32 33 15 |  |  |  | Site Bicycle Shelters
22-32 33 23 |  |  |  | Site Trash and Litter Receptacles
22-32 33 33 |  |  |  | Site Manufactured Planters
22-32 33 43 |  |  |  | Site Seating and Tables
22-32 33 43 13 |  |  |  |  | Site Seating
22-32 33 43 53 |  |  |  |  | Site Tables
22-32 34 00 |  |  | Fabricated Bridges
22-32 34 13 |  |  |  | Fabricated Pedestrian Bridges
22-32 34 23 |  |  |  | Fabricated Roadway Bridges
22-32 34 33 |  |  |  | Fabricated Railway Bridges
22-32 35 00 |  |  | Screening Devices
22-32 35 13 |  |  |  | Screens and Louvers
22-32 35 16 |  |  |  | Sound Barriers
22-32 35 23 |  |  |  | Fire Barriers
22-32 35 26 |  |  |  | Blast Barriers
22-32 39 00 |  |  | Manufactured Site Specialties
22-32 39 13 |  |  |  | Manufactured Metal Bollards
22-32 39 13 11 |  |  |  |  | Manufactured Metal Security Bollards
22-32 39 16 |  |  |  | Manufactured Fire Pits
22-32 39 33 |  |  |  | Artificial Rock Fabrications
22-32 70 00 |  | Wetlands
22-32 71 00 |  |  | Constructed Wetlands
22-32 72 00 |  |  | Wetlands Restoration
22-32 80 00 |  | Irrigation
22-32 81 00 |  |  | Irrigation Components
22-32 81 13 |  |  |  | Irrigation Intake Screens
22-32 82 00 |  |  | Irrigation Pumps
22-32 84 00 |  |  | Planting Irrigation
22-32 84 13
22-32 84 23
22-32 86 00 |  |  | Agricultural Irrigation
22-32 90 00 |  | Planting
22-32 91 00 |  |  | Planting Preparation
22-32 91 13 |  |  |  | Soil Preparation
22-32 91 13 13 |  |  |  |  | Hydro-Punching
22-32 91 13 16 |  |  |  |  | Mulching
22-32 91 13 19 |  |  |  |  | Planting Soil Mixing
22-32 91 13 23 |  |  |  |  | Structural Soil Mixing
22-32 91 13 26 |  |  |  |  | Planting Beds
22-32 91 16 |  |  |  | Planting Soil Stabilization
22-32 91 16 13 |  |  |  |  | Blanket Planting Soil Stabilization
22-32 91 16 16 |  |  |  |  | Mat Planting Soil Stabilization
22-32 91 16 19 |  |  |  |  | Netting Planting Soil Stabilization
22-32 91 19 |  |  |  | Landscape Grading
22-32 91 19 13 |  |  |  |  | Topsoil Placement and Grading
22-32 92 00 |  |  | Turf and Grasses
22-32 92 13 |  |  |  | Hydro-Mulching
22-32 92 16 |  |  |  | Plugging
22-32 92 19 |  |  |  | Seeding
22-32 92 19 13 |  |  |  |  | Mechanical Seeding
22-32 92 19 16 |  |  |  |  | Hydraulic Seeding
22-32 92 23 |  |  |  | Sodding
22-32 92 26 |  |  |  | Sprigging
22-32 92 26 13 |  |  |  |  | Stolonizing
22-32 93 00 |  |  | Plants
22-32 93 13 |  |  |  | Ground Covers
22-32 93 23 |  |  |  | Plants and Bulbs
22-32 93 33 |  |  |  | Shrubs
22-32 93 43 |  |  |  | Trees
22-32 93 93 |  |  |  | Exterior Artificial Plants
22-32 94 00 |  |  | Planting Accessories
22-32 94 13 |  |  |  | Landscape Edging
22-32 94 16 |  |  |  | Landscape Timbers
22-32 94 19 |  |  |  | Landscape Surfacing
22-32 94 33 |  |  |  | Planters
22-32 94 43 |  |  |  | Tree Grates
22-32 94 46 |  |  |  | Tree Grids
22-32 95 00 |  |  | Exterior Planting Support Structures
22-32 96 00 |  |  | Transplanting
22-32 96 13 |  |  |  | Ground Cover Transplanting
22-32 96 23 |  |  |  | Plant and Bulb Transplanting
22-32 96 33 |  |  |  | Shrub Transplanting
22-32 96 43 |  |  |  | Tree Transplanting
22-33 00 00 | Utilities
22-33 01 00 |  |  | Operation and Maintenance of Utilities
22-33 01 10 |  |  |  | Operation and Maintenance of Water Utilities
22-33 01 10 51 |  |  |  |  | Water Utility Intake Cleaning and Maintenance
22-33 01 10 52 |  |  |  |  | Reservoir Maintenance
22-33 01 10 53 |  |  |  |  | Flushing of Water Utility Piping
22-33 01 10 54 |  |  |  |  | Cleaning of Water Utility Piping
22-33 01 10 56 |  |  |  |  | Cleaning of Water Utility Storage Tanks
22-33 01 10 57 |  |  |  |  | Disinfection of Water Supply Wells
22-33 01 10 58 |  |  |  |  | Disinfection of Water Utility Piping Systems
22-33 01 10 59 |  |  |  |  | Disinfection of Water Utility Storage Tanks
22-33 01 10 81 |  |  |  |  | Water Supply Well Abandonment
22-33 01 10 91 |  |  |  |  | Rehabilitation of Water Supply Wells
22-33 01 10 92 |  |  |  |  | Redevelopment of Water Supply Wells
22-33 01 12 |  |  |  | Inspection and Testing of Water Utilities
22-33 01 12 11 |  |  |  |  | Leakage Detection
22-33 01 12 13 |  |  |  |  | Electrical Continuity Testing
22-33 01 30 |  |  |  | Operation and Maintenance of Sewer Utilities
22-33 01 30 11 |  |  |  |  | Television Inspection of Sewers
22-33 01 30 13 |  |  |  |  | Dye Testing of Sewers
22-33 01 30 16 |  |  |  |  | Smoke Testing
22-33 01 30 23 |  |  |  |  | Pipe Bursting
22-33 01 30 41 |  |  |  |  | Cleaning of Sewers
22-33 01 30 42 |  |  |  |  | Cleaning of Manholes
22-33 01 30 43 |  |  |  |  | Removal of Protruding Service Connection
22-33 01 30 44 |  |  |  |  | Chemical Treatment of Roots in Sewer Lines
22-33 01 30 61 |  |  |  |  | Packer Injection Grouting
22-33 01 30 72 |  |  |  |  | Cured-in-place Pipe Lining
22-33 01 30 73 |  |  |  |  | Cured-in-Place Point Repair
22-33 01 30 74 |  |  |  |  | Cured-in-Place Lateral Lining
22-33 01 30 77 |  |  |  |  | Cured-in-Place Lateral Shortliners
22-33 01 30 79 |  |  |  |  | Fold-and-Form Pipe Lining
22-33 01 30 81 |  |  |  |  | Manhole Rehabilitation
22-33 01 30 82 |  |  |  |  | Epoxy Lining for Concrete Manholes
22-33 01 30 84 |  |  |  |  | Manhole Inserts
22-33 01 30 86 |  |  |  |  | Manhole Rim Adjustment
22-33 01 34 |  |  |  | Operation and Maintenance of Onsite Wastewater Disposal Systems
22-33 01 34 13 |  |  |  |  | Septic Tank Solids Removal
22-33 01 34 14 |  |  |  |  | Septic Tank Maintenance
22-33 01 34 19 |  |  |  |  | Septic Tank Abandonment
22-33 01 34 33 |  |  |  |  | Maintenance of Onsite Sand Filters
22-33 01 50 |  |  |  | Operation and Maintenance of Hydrocarbon Utilities
22-33 01 50 53 |  |  |  |  | Cleaning of Hydrocarbon Conveyance Piping
22-33 01 50 56 |  |  |  |  | Cleaning of Hydrocarbon Storage Tanks
22-33 01 50 73 |  |  |  |  | Relining of Hydrocarbon Conveyance Piping
22-33 01 50 76 |  |  |  |  | Relining of Steel Hydrocarbon Storage Tanks
22-33 01 50 81 |  |  |  |  | Hydrocarbon Well Abandonment
22-33 01 50 91 |  |  |  |  | Rehabilitation of Hydrocarbon Wells
22-33 01 60 |  |  |  | Operation and Maintenance of Hydronic and Steam Energy Utilities
22-33 01 70 |  |  |  | Operation and Maintenance of Electrical Utilities
22-33 01 70 51 |  |  |  |  | Electrical Utility Visual Inspection
22-33 01 70 52 |  |  |  |  | Electrical Utility Thermographic Surveys
22-33 01 70 53 |  |  |  |  | Electrical Utility Insulation Testing
22-33 01 70 54 |  |  |  |  | Electrical Utility Insulating Oil/Fluid Analysis
22-33 01 80 |  |  |  | Operation and Maintenance of Communications Utilities
22-33 01 80 51 |  |  |  |  | Communication Utility Visual Inspection
22-33 01 80 52 |  |  |  |  | Communication Utility Thermographic Surveys
22-33 05 00 |  |  | Common Work Results for Utilities
22-33 05 04 |  |  |  | Selective Demolition for Utilities
22-33 05 05 |  |  |  | Buried Piping Installation
22-33 05 05 11 |  |  |  |  | Installing Bell-and-Spigot Joints
22-33 05 05 13 |  |  |  |  | Installing Push-on Joints
22-33 05 05 15 |  |  |  |  | Installing Butt-and-Strap Joints
22-33 05 05 16 |  |  |  |  | Installing Mechanical Joints
22-33 05 05 18 |  |  |  |  | Installing Restrained Joints
22-33 05 05 19 |  |  |  |  | Fusing Joints
22-33 05 05 31 |  |  |  |  | Hydrostatic Testing
22-33 05 05 33 |  |  |  |  | Infiltration and Exfiltration Testing
22-33 05 05 36 |  |  |  |  | Vacuum Testing
22-33 05 05 41 |  |  |  |  | Air Testing
22-33 05 05 43 |  |  |  |  | Mandrel Testing
22-33 05 05 46 |  |  |  |  | Lamp Testing
22-33 05 07 |  |  |  | Trenchless Installation of Utility Piping
22-33 05 07 13 |  |  |  |  | Utility Directional Drilling
22-33 05 07 23 |  |  |  |  | Utility Boring and Jacking
22-33 05 07 24 |  |  |  |  | Casing Piping for Utility Jacking
22-33 05 07 33 |  |  |  |  | Tunnelling
22-33 05 07 36 |  |  |  |  | Microtunnelling
22-33 05 07 43 |  |  |  |  | Utility Impact Moling
22-33 05 07 53 |  |  |  |  | Cable Trenching and Plowing
22-33 05 09 |  |  |  | Piping Specials for Utilities
22-33 05 09 13 |  |  |  |  | Couplings for Utility Piping
22-33 05 09 23 |  |  |  |  | Adapters for Utility Piping
22-33 05 09 33 |  |  |  |  | Thrust Restraint for Utility Piping
22-33 05 09 43 |  |  |  |  | Tapping Sleeves and Saddles for Utility Piping
22-33 05 11 |  |  |  | Aluminum Utility Pipe
22-33 05 12 |  |  |  | Brass Utility Pipe
22-33 05 16 |  |  |  | Cast-Iron Utility Pipe
22-33 05 17 |  |  |  | Copper Utility Pipe and Tubing
22-33 05 19 |  |  |  | Ductile-Iron Utility Pipe
22-33 05 21 |  |  |  | High-Alloy Nickel Utility Pipe and Tubing
22-33 05 23 |  |  |  | Stainless Steel Utility Pipe and Tubing
22-33 05 23 13 |  |  |  |  | Duplex and Super-Duplex Stainless Steel Utility Pipe
22-33 05 23 23 |  |  |  |  | 300- and 400-Series Stainless Steel Utility Pipe
22-33 05 23 33 |  |  |  |  | Special-Fabrication Stainless Steel Utility Pipe and Tubing
22-33 05 24 |  |  |  | Steel Utility Pipe
22-33 05 24 13 |  |  |  |  | Steel Pipe and Tubing for Air and Gas Service
22-33 05 24 23 |  |  |  |  | Steel Pipe for Water Service
22-33 05 24 26 |  |  |  |  | Steel Pipe and Tubing for Utility Liquid Service
22-33 05 24 33 |  |  |  |  | Steel Pipe for Bulk Materials Conveyance
22-33 05 27 |  |  |  | Corrugated Metal Utility Pipe
22-33 05 27 13 |  |  |  |  | Corrugated Metal Culvert Pipe
22-33 05 27 23 |  |  |  |  | Corrugated Metal Slotted Pipe
22-33 05 27 33 |  |  |  |  | Corrugated Metal Culvert Arch Pipe
22-33 05 31 |  |  |  | Thermoplastic Utility Pipe
22-33 05 31 11 |  |  |  |  | Polyvinyl Chloride Gravity Sewer Pipe
22-33 05 31 13 |  |  |  |  | Polyvinyl Chloride Pressure Pipe
22-33 05 31 16 |  |  |  |  | Polyvinyl Chloride Pressure Pipe for Water Transmission and Distribution (AWWA C900)
22-33 05 31 19 |  |  |  |  | Fusible Polyvinyl Chloride Pipe
22-33 05 31 21 |  |  |  |  | Ribbed Polyvinyl Chloride Gravity Pipe
22-33 05 31 23 |  |  |  |  | Dual-Wall Polyvinyl Chloride Profile Pipe
22-33 05 31 26 |  |  |  |  | Polyvinyl Chloride Sleeve Pipe
22-33 05 31 27 |  |  |  |  | Polyvinyl Chloride Perforated Drainage Pipe
22-33 05 31 29 |  |  |  |  | Polyvinyl Chloride Electrical Duct
22-33 05 31 33 |  |  |  |  | ABS Utility Pipe
22-33 05 31 43 |  |  |  |  | Polypropylene Corrugated-Wall, Smooth Interior Utility Pipe
22-33 05 33 |  |  |  | Polyethylene Utility Pipe
22-33 05 33 13 |  |  |  |  | Corrugated-Wall, Smooth Interior HDPE Gravity Pipe
22-33 05 33 23 |  |  |  |  | Polyethylene Pressure Pipe and Tubing (AWWA C901 and AWWA C906)
22-33 05 33 33 |  |  |  |  | Corrugated, Perforated HDPE Drainage Pipe
22-33 05 33 36 |  |  |  |  | Corrugated, Non-Perforated HDPE Drainage Pipe
22-33 05 33 53 |  |  |  |  | HDPE Gas Utility Pipe
22-33 05 33 56 |  |  |  |  | Medium-Density Polyethylene Gas Utility Pipe
22-33 05 33 63 |  |  |  |  | HDPE Communication Duct
22-33 05 36 |  |  |  | Fiberglass-Reinforced Plastic Utility Pipe
22-33 05 36 13 |  |  |  |  | Fiberglass-Reinforced Plastic Pipe for Utility Air, Gas, and Odor Service
22-33 05 36 23 |  |  |  |  | Fiberglass-Reinforced Plastic Pipe for Utility Liquid Service
22-33 05 36 33 |  |  |  |  | Fiberglass-Reinforced Plastic Pipe for Electrical Service
22-33 05 37 |  |  |  | Centrifugally Cast Fiberglass-Reinforced Polymer Mortar Utility Pipe
22-33 05 39 |  |  |  | Concrete Pipe
22-33 05 39 11 |  |  |  |  | Concrete Pressure Pipe, Steel-Cylinder Type (AWWA C300)
22-33 05 39 13 |  |  |  |  | Prestressed Concrete Pressure Pipe, Steel-Cylinder Type (AWWA C301)
22-33 05 39 16 |  |  |  |  | Reinforced Concrete Pressure Pipe, Non-cylinder Type (AWWA C302)
22-33 05 39 17 |  |  |  |  | Concrete Pressure Pipe, Bar-Wrapped Steel-Cylinder Type (AWWA C303)
22-33 05 39 23 |  |  |  |  | Reinforced Concrete Low-Head Pressure Utility Pipe
22-33 05 39 33 |  |  |  |  | Non-Reinforced Concrete Sewer and Culvert Pipe
22-33 05 39 36 |  |  |  |  | Non-Reinforced Concrete Irrigation and Drainage Pipe
22-33 05 39 41 |  |  |  |  | Reinforced Concrete Pipe for Sewers and Culverts
22-33 05 39 43 |  |  |  |  | Perforated Concrete Utility Pipe
22-33 05 39 46 |  |  |  |  | Reinforced Concrete Elliptical Pipe for Sewers and Culverts
22-33 05 39 49 |  |  |  |  | Reinforced Concrete Box Sections for Sewers and Culverts
22-33 05 39 63 |  |  |  |  | Concrete Pipe Closures
22-33 05 39 66 |  |  |  |  | Concrete Pipe Thrust Restraints
22-33 05 39 69 |  |  |  |  | Concrete Pipe Wall Fittings
22-33 05 41 |  |  |  | Vitrified Clay Utility Pipe
22-33 05 43 |  |  |  | Ceramic Drainage Tile
22-33 05 46 |  |  |  | Asbestos Cement Utility Pipe
22-33 05 61 |  |  |  | Concrete Manholes
22-33 05 63 |  |  |  | Concrete Vaults and Chambers
22-33 05 66 |  |  |  | Concrete Distribution Chambers
22-33 05 69 |  |  |  | Concrete Trenchways
22-33 05 71 |  |  |  | Cleanouts
22-33 05 73 |  |  |  | Polyethylene Manholes
22-33 05 76 |  |  |  | Fiberglass Manholes
22-33 05 77 |  |  |  | Fiberglass Metering Manholes
22-33 05 81 |  |  |  | Metallic Castings for Utility Structures
22-33 05 83 |  |  |  | Non-Metallic Accessories for Utility Structures
22-33 05 93 |  |  |  | Common Motor Requirements for Utilities
22-33 05 96 |  |  |  | Vibration and Seismic Controls for Utilities
22-33 05 97 |  |  |  | Identification and Signage for Utilities
22-33 05 97 13 |  |  |  |  | Signage for Utilities
22-33 05 97 16 |  |  |  |  | Markers for Utility Identification
22-33 05 97 23 |  |  |  |  | Underground Utility Warning Tape
22-33 05 97 33 |  |  |  |  | Utility Identification Flags
22-33 08 00 |  |  | Commissioning of Utilities
22-33 08 10 |  |  |  | Commissioning of Water Utilities
22-33 08 30 |  |  |  | Commissioning of Sanitary Sewerage Utilities
22-33 08 40 |  |  |  | Commissioning of Stormwater Utilities
22-33 08 50 |  |  |  | Commissioning of Hydrocarbon Utilities
22-33 08 60 |  |  |  | Commissioning of Hydronic and Steam Energy Utilities
22-33 08 70 |  |  |  | Commissioning of Electrical Utilities
22-33 08 80 |  |  |  | Commissioning of Communications Utilities
22-33 09 00 |  |  | Instrumentation and Control for Utilities
22-33 09 01 |  |  |  | Utility Meter Registers
22-33 09 01 13 |  |  |  |  | Mechanical Registers
22-33 09 01 23 |  |  |  |  | Pulse Registers
22-33 09 01 33 |  |  |  |  | Encoder Registers
22-33 09 02 |  |  |  | Touch-based Utility Meter Reading Equipment
22-33 09 03 |  |  |  | Handheld Radio Frequency Utility Meter Reading Equipment
22-33 09 04 |  |  |  | Mobile Radio Frequency Utility Meter Reading Equipment
22-33 09 05 |  |  |  | Fixed-Network Radio Frequency Utility Meter Reading Equipment
22-33 09 06 |  |  |  | Satellite Radio Frequency Utility Meter Reading Equipment
22-33 09 07 |  |  |  | Power Line Communication Utility Meter Reading Equipment
22-33 09 08 |  |  |  | Wireless Local Area Network Utility Meter Reading Equipment
22-33 09 09 |  |  |  | Meter Data Acquisition and Hosting Software
22-33 09 10 |  |  |  | Instrumentation and Control for Water Utilities
22-33 09 30 |  |  |  | Instrumentation and Control for Sanitary Sewerage Utilities
22-33 09 40 |  |  |  | Instrumentation and Control for Stormwater Utilities
22-33 09 50 |  |  |  | Instrumentation and Control for Hydrocarbon Utilities
22-33 09 53 |  |  |  | Leak Detection for Hydrocarbon Systems
22-33 09 60 |  |  |  | Instrumentation and Control for Hydronic and Steam Energy Utilities
22-33 09 70 |  |  |  | Instrumentation and Control for Electrical Utilities
22-33 09 80 |  |  |  | Instrumentation and Control for Communications Utilities
22-33 10 00 |  | Water Utilities
22-33 11 00 |  |  | Groundwater Sources
22-33 11 11 |  |  |  | Test Wells
22-33 11 13 |  |  |  | Potable Water Supply Wells
22-33 11 16 |  |  |  | Irrigation Wells
22-33 11 19 |  |  |  | Aquifer Recharging Wells
22-33 11 33 |  |  |  | Vertically Suspended Dry-Location Centrifugal Well Pumps
22-33 11 36 |  |  |  | Submersible Centrifugal Well Pumps
22-33 11 39 |  |  |  | Jet-Type Well Pumps
22-33 11 53 |  |  |  | Monitoring Wells
22-33 12 00 |  |  | Surface Water Sources
22-33 12 11 |  |  |  | Intake Structure Systems
22-33 12 13 |  |  |  | Intake Cribs
22-33 12 16 |  |  |  | Intake Drop and Riser Shafts
22-33 12 31 |  |  |  | Reservoir Weight-tensioned, Defined Sump Floating Covers
22-33 12 31 13 |  |  |  |  | Reservoir Weight-tensioned, Defined Sump Polyethylene-reinforced Floating Covers
22-33 12 31 23 |  |  |  |  | Reservoir Weight-tensioned, Defined Sump Polypropylene-reinforced Floating Covers
22-33 12 33 |  |  |  | Reservoir Mechanically-tensioned Floating Covers
22-33 12 33 13 |  |  |  |  | Reservoir Mechanically-tensioned Polyethylene-reinforced Floating Covers
22-33 12 33 23 |  |  |  |  | Reservoir Mechanically-tensioned Polypropylene-reinforced Floating Covers
22-33 12 36 |  |  |  | Reservoir Short-term Floating Covers
22-33 12 39 |  |  |  | Reservoir Ball Floating Covers
22-33 12 43 |  |  |  | Floats for Reservoir Floating Covers
22-33 12 46 |  |  |  | Appurtenances for Reservoir Floating Covers
22-33 12 53 |  |  |  | Reservoir Flexible Baffle Curtains
22-33 14 00 |  |  | Water Utility Transmission and Distribution
22-33 14 11 |  |  |  | Water Utility Transmission Piping
22-33 14 13 |  |  |  | Public Water Utility Distribution Piping
22-33 14 16 |  |  |  | Site Water Utility Distribution Piping
22-33 14 17 |  |  |  | Site Water Utility Service Laterals
22-33 14 19 |  |  |  | Valves and Hydrants for Water Utility Service
22-33 14 23 |  |  |  | Enclosures for Water Utility Piping and Valves
22-33 14 23 11 |  |  |  |  | Heated, Insulated Aluminum Enclosures for Water Utility Piping and Valves
22-33 14 23 13 |  |  |  |  | Heated, Insulated Fiberglass Enclosures for Water Utility Piping and Valves
22-33 14 23 16 |  |  |  |  | Unheated, Insulated Aluminum Enclosures for Water Utility Piping and Valves
22-33 14 23 17 |  |  |  |  | Unheated, Insulated Fiberglass Enclosures for Water Utility Piping and Valves
22-33 14 23 23 |  |  |  |  | Fiberglass Artificial Rock Enclosures for Water Utility Piping and Valves
22-33 14 23 26 |  |  |  |  | Plastic Artificial Rock Enclosures for Water Utility Piping and Valves
22-33 14 23 33 |  |  |  |  | Enclosures for Water Utility Air Valves
22-33 14 43 |  |  |  | Packaged Pumping Systems for Water Utility Service
22-33 16 00 |  |  | Water Utility Storage Tanks
22-33 16 11 |  |  |  | Elevated Composite Water Storage Tanks
22-33 16 13 |  |  |  | Elevated Pillar-Type Steel Water Storage Tanks
22-33 16 16 |  |  |  | Multi-Column Elevated Steel Water Storage Tanks
22-33 16 19 |  |  |  | Elevated Spheroid Steel Water Storage Tanks
22-33 16 23 |  |  |  | Ground-Level Steel Water Storage Tanks
22-33 16 31 |  |  |  | Ground-Level AWWA D110 Type I Prestressed Concrete Water Storage Tanks
22-33 16 32 |  |  |  | Ground-Level AWWA D110 Type II Prestressed Concrete Water Storage Tanks
22-33 16 33 |  |  |  | Ground-Level AWWA D110 Type III Prestressed Concrete Water Storage Tanks
22-33 16 36 |  |  |  | Ground-Level Reinforced Concrete Water Storage Tanks
22-33 16 53 |  |  |  | Ground-Level Metal Water Storage Cisterns
22-33 16 56 |  |  |  | Ground-Level Plastic Water Storage Cisterns
22-33 16 61 |  |  |  | Underground Concrete Water Storage Cisterns
22-33 16 63 |  |  |  | Underground Non-Metallic Water Storage Cisterns
22-33 16 66 |  |  |  | Underground Plastic Modular Water Storage Cisterns
22-33 16 93 |  |  |  | Water Storage Tank Interior Curtain Walls
22-33 16 96 |  |  |  | Water Storage Tank Appurtenances
22-33 19 00 |  |  | Water Utility Metering Equipment
22-33 19 13 |  |  |  | Positive Displacement Water Meters
22-33 19 13 13 |  |  |  |  | Oscillating Piston Water Meters
22-33 19 13 23 |  |  |  |  | Nutating Disc Water Meters
22-33 19 16 |  |  |  | Velocity-Type Water Meters
22-33 19 16 13 |  |  |  |  | Single-Jet Water Meters
22-33 19 16 16 |  |  |  |  | Multi-Jet Water Meters
22-33 19 16 23 |  |  |  |  | Turbine Water Meters
22-33 19 16 26 |  |  |  |  | Fire-Type Turbine Water Meters
22-33 19 16 29 |  |  |  |  | Portable Fire Hydrant-Type Turbine Water Meters
22-33 19 16 33 |  |  |  |  | Propeller Water Meters
22-33 19 19 |  |  |  | Compound Water Meters
22-33 19 23 |  |  |  | Magnetic Water Meters
22-33 19 26 |  |  |  | Ultrasonic Water Meters
22-33 19 29 |  |  |  | Pre-paid Water Meters
22-33 30 00 |  | Sanitary Sewerage
22-33 31 00 |  |  | Sanitary Sewerage Piping
22-33 31 11 |  |  |  | Public Sanitary Sewerage Gravity Piping
22-33 31 13 |  |  |  | Site Sanitary Sewerage Gravity Piping
22-33 31 16 |  |  |  | Site Sanitary Sewerage Gravity Service Laterals
22-33 31 19 |  |  |  | Small-Diameter Sanitary Sewerage Gravity Piping
22-33 31 23 |  |  |  | Sanitary Sewerage Force Main Piping
22-33 31 26 |  |  |  | Sanitary Pressure Sewer Piping
22-33 31 29 |  |  |  | STEP System Piping
22-33 32 00 |  |  | Sanitary Sewerage Equipment
22-33 32 11 |  |  |  | Field-Erected Wastewater Pumping Stations
22-33 32 13 |  |  |  | Packaged Wastewater Pumping Stations
22-33 32 16 |  |  |  | Packaged Wastewater Grinder Pump Assemblies
22-33 32 19 |  |  |  | Septic Tank Effluent Pumps
22-33 32 26 |  |  |  | Pneumatic Sewage Ejectors
22-33 32 33 |  |  |  | Wastewater Collection Vacuum Stations
22-33 32 36 |  |  |  | Pneumatic Wastewater Vacuum Valve Sumps
22-33 34 00 |  |  | Onsite Wastewater Disposal
22-33 34 13 |  |  |  | Septic Tanks
22-33 34 13 13 |  |  |  |  | Concrete Septic Tanks
22-33 34 13 23 |  |  |  |  | Fiberglass Septic Tanks
22-33 34 13 33 |  |  |  |  | Polyethylene Septic Tanks
22-33 34 16 |  |  |  | Septic Tank Effluent Filters
22-33 34 16 13 |  |  |  |  | Septic Tank Gravity Effluent Filters
22-33 34 16 16 |  |  |  |  | Septic Tank Pressurized Effluent Filters
22-33 34 19 |  |  |  | Septic Tank Accessories
22-33 34 23 |  |  |  | Onsite Aerobic Equipment
22-33 34 33 |  |  |  | Onsite Intermittent Wastewater Filtration Systems
22-33 34 36 |  |  |  | Onsite Recirculating Wastewater Filtration Systems
22-33 34 51 |  |  |  | Drainage Field System
22-33 34 53 |  |  |  | Distribution Chambers
22-33 34 53 13 |  |  |  |  | Drainage Field Concrete Distribution Chambers
22-33 34 53 23 |  |  |  |  | Drainage Field Fiberglass Distribution Chambers
22-33 34 53 33 |  |  |  |  | Drainage Field Polyethylene Distribution Chambers
22-33 34 56 |  |  |  | Drainage Field Dosing Chambers
22-33 34 57 |  |  |  | Drainage Field Infiltration Chambers
22-33 36 00 |  |  | Wastewater Utility Storage Tanks
22-33 36 23 |  |  |  | Ground-Level Steel Wastewater Storage Tanks
22-33 36 31 |  |  |  | Ground-Level AWWA D110 Type I Prestressed Concrete Wastewater Storage Tanks
22-33 36 32 |  |  |  | Ground-Level AWWA D110 Type II Prestressed Concrete Wastewater Storage Tanks
22-33 36 33 |  |  |  | Ground-Level AWWA D110 Type III Prestressed Concrete Wastewater Storage Tanks
22-33 36 36 |  |  |  | Ground-Level Reinforced Concrete Wastewater Storage Tanks
22-33 36 43 |  |  |  | Underground Reinforced Concrete Wastewater Storage Tanks
22-33 36 53 |  |  |  | Wastewater Storage Tunnel Systems
22-33 37 00 |  |  | Overflow Control
22-33 37 13 |  |  |  | Bending Weirs
22-33 37 16 |  |  |  | Spring-loaded Weirs
22-33 37 23 |  |  |  | Flow Regulators
22-33 37 33 |  |  |  | Swirl Concentrators
22-33 37 36 |  |  |  | Vortex-Type Hydrodynamic Separators
22-33 37 43 |  |  |  | Netting Systems
22-33 37 46 |  |  |  | End-of-Pipe In-water Storage Systems
22-33 40 00 |  | Stormwater Utilities
22-33 41 00 |  |  | Subdrainage
22-33 41 13 |  |  |  | Foundation Drainage
22-33 41 13 13 |  |  |  |  | Foundation Drainage Piping
22-33 41 13 16 |  |  |  |  | Geocomposite Foundation Drainage
22-33 41 16 |  |  |  | Subdrainage Piping
22-33 41 16 16 |  |  |  |  | Geocomposite Subdrainage
22-33 41 16 19 |  |  |  |  | Pipe Underdrains
22-33 41 19 |  |  |  | Underslab Drainage
22-33 41 19 13 |  |  |  |  | Underslab Drainage Piping
22-33 41 19 16 |  |  |  |  | Geocomposite Underslab Drainage
22-33 41 23 |  |  |  | Drainage Layers
22-33 41 23 16 |  |  |  |  | Gravel Drainage Layers
22-33 41 23 19 |  |  |  |  | Geosynthetic Drainage Layers
22-33 41 33 |  |  |  | Retaining Wall Drainage
22-33 41 43 |  |  |  | Synthetic-Media French Drains
22-33 42 00 |  |  | Stormwater Conveyance
22-33 42 11 |  |  |  | Stormwater Gravity Piping
22-33 42 13 |  |  |  | Stormwater Culverts
22-33 42 16 |  |  |  | Stormwater Force Main Piping
22-33 42 23 |  |  |  | Headwalls and Endwalls for Stormwater Piping
22-33 42 26 |  |  |  | End Sections for Stormwater Piping
22-33 42 26 11 |  |  |  |  | Aluminum End Sections for Stormwater Piping
22-33 42 26 13 |  |  |  |  | Steel End Sections for Stormwater Piping
22-33 42 26 16 |  |  |  |  | Corrugated Metal End Sections for Stormwater Piping
22-33 42 26 23 |  |  |  |  | Concrete End Sections for Stormwater Piping
22-33 42 31 |  |  |  | Stormwater Area Drains and Inlets
22-33 42 33 |  |  |  | Stormwater Curbside Drains and Inlets
22-33 42 36 |  |  |  | Stormwater Trench Drains
22-33 42 41 |  |  |  | Gratings and Frames for Stormwater Drainage Inlets
22-33 42 41 11 |  |  |  |  | Aluminum Gratings and Frames for Stormwater Drainage Inlets
22-33 42 41 21 |  |  |  |  | Brass Gratings and Frames for Stormwater Drainage Inlets
22-33 42 41 31 |  |  |  |  | Cast-Iron Gratings and Frames for Stormwater Drainage Inlets
22-33 42 41 41 |  |  |  |  | Chrome Gratings and Frames for Stormwater Drainage Inlets
22-33 42 41 51 |  |  |  |  | Steel Gratings and Frames for Stormwater Drainage Inlets
22-33 42 41 61 |  |  |  |  | Fiberglass Gratings and Frames for Stormwater Drainage Inlets
22-33 44 00 |  |  | Stormwater Utility Equipment
22-33 44 11 |  |  |  | Field-Erected Stormwater Pumping Stations
22-33 44 13 |  |  |  | Packaged Stormwater Pumping Stations
22-33 44 21 |  |  |  | Stormwater Downspout Filters
22-33 44 23 |  |  |  | Inline Stormwater Filters
22-33 44 26 |  |  |  | Stormwater Catch Basin Insert Filters
22-33 44 27 |  |  |  | Stormwater Trench Drain Insert Filters
22-33 44 31 |  |  |  | Stormwater Membrane Filtration
22-33 44 33 |  |  |  | Stormwater Trash and Debris Guards
22-33 44 36 |  |  |  | Oil and Stormwater Separators
22-33 44 43 |  |  |  | Vortex-Type Hydrodynamic Separators
22-33 44 53 |  |  |  | Stormwater Area Drainage Pop-up Relief Valves
22-33 46 00 |  |  | Stormwater Management
22-33 46 11 |  |  |  | Stormwater Ponds
22-33 46 11 13 |  |  |  |  | Stormwater Detention Ponds
22-33 46 11 23 |  |  |  |  | Stormwater Retention Ponds
22-33 46 11 33 |  |  |  |  | Fire Protection Ponds
22-33 46 11 43 |  |  |  |  | Cooling Water Ponds
22-33 46 16 |  |  |  | Outlet Structures for Stormwater Ponds
22-33 46 16 13 |  |  |  |  | Stormwater Pond Concrete Outlet Structures
22-33 46 16 23 |  |  |  |  | Stormwater Pond Fiberglass Outlet Structures
22-33 46 23 |  |  |  | Modular Buried Stormwater Storage Units
22-33 46 39 |  |  |  | Rain Barrels
22-33 46 53 |  |  |  | Stormwater Leaching Pits
22-33 46 56 |  |  |  | Tree Box Filters
22-33 46 59 |  |  |  | Concrete Modular Biofiltration Cells
22-33 46 63 |  |  |  | Swale Protection Prefilters
22-33 50 00 |  | Hydrocarbon Utilities
22-33 51 00 |  |  | Hydrocarbon Sources
22-33 51 13 |  |  |  | Appraisal Wells for Liquid Hydrocarbons
22-33 51 16 |  |  |  | Appraisal Wells for Gaseous Hydrocarbons
22-33 51 23 |  |  |  | Production Wells for Liquid Hydrocarbons
22-33 51 26 |  |  |  | Production Wells for Gaseous Hydrocarbons
22-33 51 33 |  |  |  | Liquid Injection Wells
22-33 51 36 |  |  |  | Gas Injection Wells
22-33 51 39 |  |  |  | Monitoring Wells
22-33 51 53 |  |  |  | Reciprocating Pumpjack
22-33 51 56 |  |  |  | Submersible Liquid Hydrocarbon Pumps
22-33 52 00 |  |  | Hydrocarbon Transmission and Distribution
22-33 52 13 |  |  |  | Liquid Hydrocarbon Piping
22-33 52 16 |  |  |  | Gas Hydrocarbon Piping
22-33 52 16 13 |  |  |  |  | Steel Natural Gas Piping
22-33 52 16 23 |  |  |  |  | Medium Density Polyethylene Piping for Natural Gas
22-33 52 16 26 |  |  |  |  | High Density Polyethylene Piping for Natural Gas
22-33 52 19 |  |  |  | Hydrocarbon Piping Handling
22-33 52 19 13 |  |  |  |  | Hydrocarbon Piping Stringing, Storing, and Stacking
22-33 52 23 |  |  |  | Hydrocarbon Piping Welding
22-33 52 23 13 |  |  |  |  | Liquid Hydrocarbon Piping Welding
22-33 52 23 16 |  |  |  |  | Gas Hydrocarbon Piping Welding
22-33 52 26 |  |  |  | Hydrocarbon Piping Pigging
22-33 52 26 13 |  |  |  |  | Hydrocarbon Piping Pig Launchers
22-33 52 26 16 |  |  |  |  | Hydrocarbon Piping Pig Receivers
22-33 52 26 23 |  |  |  |  | Pigs for Hydrocarbon Piping
22-33 53 00 |  |  | Hydrocarbon Utility Pressure Regulation
22-33 53 13 |  |  |  | Liquid Hydrocarbon Pressure Regulation
22-33 53 16 |  |  |  | Gas Hydrocarbon Pressure Regulation
22-33 54 00 |  |  | Hydrocarbon Utility Safety Equipment
22-33 54 13 |  |  |  | Liquid Hydrocarbon Leak Detection Equipment
22-33 54 16 |  |  |  | Gas Hydrocarbon Leak Detection Equipment
22-33 54 23 |  |  |  | Hydrocarbon Pipeline Venting
22-33 54 23 13 |  |  |  |  | Liquid Hydrocarbon Pipeline Venting
22-33 54 23 16 |  |  |  |  | Gas Hydrocarbon Pipeline Venting
22-33 56 00 |  |  | Hydrocarbon Storage
22-33 56 13 |  |  |  | Aboveground Hydrocarbon Storage Tanks
22-33 56 21 |  |  |  | Ground-Level Fixed Roof Hydrocarbon Storage Tanks
22-33 56 21 13 |  |  |  |  | Double-Wall Ground-Level Fixed Roof Metallic Hydrocarbon Storage Tanks
22-33 56 21 16 |  |  |  |  | Single-Wall Ground-Level Fixed Roof Metallic Hydrocarbon Storage Tanks
22-33 56 21 23 |  |  |  |  | Single-Wall Ground-Level Fixed Roof Non-Metallic Hydrocarbon Storage Tanks
22-33 56 21 26 |  |  |  |  | Double-Wall Ground-Level Fixed Roof Non-Metallic Hydrocarbon Storage Tanks
22-33 56 23 |  |  |  | Ground-Level External Floating Roof Hydrocarbon Storage Tanks
22-33 56 26 |  |  |  | Ground-Level Internal Floating Roof Hydrocarbon Storage Tanks
22-33 56 33 |  |  |  | Underground Hydrocarbon Storage
22-33 56 33 13 |  |  |  |  | Double-Wall Metallic Underground Hydrocarbon Storage Tanks
22-33 56 33 23 |  |  |  |  | Single-Wall Metallic Underground Hydrocarbon Storage Tanks
22-33 56 33 26 |  |  |  |  | Single-Wall Non-Metallic Underground Hydrocarbon Storage Tanks
22-33 56 33 29 |  |  |  |  | Double-Wall Non-Metallic Underground Hydrocarbon Storage Tanks
22-33 56 33 43 |  |  |  |  | Underground Hydrocarbon Storage Caverns
22-33 56 43 |  |  |  | Aviation Fuel Storage Tanks
22-33 56 43 13 |  |  |  |  | Ground-Level Aviation Fuel Storage Tanks
22-33 56 43 53 |  |  |  |  | Underground Aviation Fuel Storage Tanks
22-33 56 53 |  |  |  | Compressed Gaseous Hydrocarbon Storage Tanks
22-33 56 60 |  |  |  | Moveable Hydrocarbon Storage Tanks
22-33 56 93 |  |  |  | Hydrocarbon Tank Linings
22-33 56 96 |  |  |  | Hydrocarbon Storage Tank Appurtenances
22-33 57 00 |  |  | Bulk Hydrocarbons Receiving/Dispensing Equipment
22-33 59 00 |  |  | Hydrocarbon Utility Metering
22-33 59 11 |  |  |  | Diaphragm/Bellows Hydrocarbons Meters
22-33 59 13 |  |  |  | Hydrocarbons Rotary Meters
22-33 59 16 |  |  |  | Hydrocarbons Turbine Meters
22-33 59 19 |  |  |  | Hydrocarbons Orifice Meters
22-33 59 23 |  |  |  | Hydrocarbons Ultrasonic Flow Meters
22-33 59 26 |  |  |  | Hydrocarbons Coriolis Meters
22-33 59 43 |  |  |  | Liquid Hydrocarbon Sampling and Quality Analysis Instrumentation
22-33 59 46 |  |  |  | Gas Hydrocarbon Sampling and Quality Analysis Instrumentation
22-33 60 00 |  | Hydronic and Steam Energy Utilities
22-33 61 00 |  |  | Hydronic Energy Distribution
22-33 61 13 |  |  |  | Buried Hydronic Energy Distribution
22-33 61 23 |  |  |  | Ground-Level Hydronic Energy Distribution
22-33 61 27 |  |  |  | Prefabricated Energy Distribution
22-33 61 29 |  |  |  | Pre-Engineered, Field-Assembled Energy Distribution
22-33 61 33 |  |  |  | Hydronic Energy Distribution Metering
22-33 63 00 |  |  | Steam Energy Distribution
22-33 63 13 |  |  |  | Underground Steam and Condensate Distribution Piping
22-33 63 13 13 |  |  |  |  | Shallow-Trench Steam Distribution Piping
22-33 63 13 16 |  |  |  |  | Utilidor Steam Distribution Piping
22-33 63 23 |  |  |  | Ground-Level Steam and Condensate Distribution Piping
22-33 63 33 |  |  |  | Steam Energy Distribution Metering
22-33 70 00 |  | Electrical Utilities
22-33 71 00 |  |  | Electrical Utility Transmission and Distribution
22-33 71 13 |  |  |  | Electrical Utility Towers
22-33 71 13 13 |  |  |  |  | Precast Concrete Electrical Utility Towers
22-33 71 13 23 |  |  |  |  | Steel Electrical Utility Towers
22-33 71 13 33 |  |  |  |  | Wood Electrical Utility Towers
22-33 71 16 |  |  |  | Electrical Poles
22-33 71 16 13 |  |  |  |  | Precast Concrete Electrical Utility Poles
22-33 71 16 23 |  |  |  |  | Steel Electrical Utility Poles
22-33 71 16 33 |  |  |  |  | Wood Electrical Utility Poles
22-33 71 19 |  |  |  | Electrical Underground Ducts, Ductbanks,And Manholes
22-33 71 19 13 |  |  |  |  | Electrical Manholes and Handholes
22-33 71 19 23 |  |  |  |  | Trenched Electrical Underground Duct and Ductbanks
22-33 71 19 33 |  |  |  |  | Trenchless Electrical Underground Duct and Ductbanks
22-33 71 23 |  |  |  | Insulators and Fittings
22-33 71 23 13 |  |  |  |  | Suspension Insulators
22-33 71 23 16 |  |  |  |  | Post Insulators
22-33 71 23 23 |  |  |  |  | Potheads
22-33 71 26 |  |  |  | Transmission and Distribution Equipment
22-33 71 26 13 |  |  |  |  | Capacitor Banks
22-33 71 26 16 |  |  |  |  | Coupling Capacitors
22-33 71 26 23 |  |  |  |  | Current Transformers
22-33 71 26 26 |  |  |  |  | Potential Transformers
22-33 71 36 |  |  |  | Extra-High-Voltage Transmission Wiring
22-33 71 36 13 |  |  |  |  | Overhead Extra-High-Voltage Transmission Wiring
22-33 71 39 |  |  |  | High-Voltage Transmission Wiring
22-33 71 39 13 |  |  |  |  | Overhead High-Voltage Transmission Wiring
22-33 71 39 23 |  |  |  |  | Underground High-Voltage Transmission Wiring
22-33 71 39 33 |  |  |  |  | Underwater High-Voltage Transmission Wiring
22-33 71 49 |  |  |  | Medium-Voltage Transmission Wiring
22-33 71 49 13 |  |  |  |  | Overhead Medium-Voltage Transmission Wiring
22-33 71 49 23 |  |  |  |  | Underground Medium-Voltage Transmission Wiring
22-33 71 49 33 |  |  |  |  | Underwater Medium-Voltage Transmission Wiring
22-33 71 53 |  |  |  | Direct-Current Transmission
22-33 71 73 |  |  |  | Electrical Utility Services
22-33 71 83 |  |  |  | Transmission and Distribution Specialties
22-33 72 00 |  |  | Utility Substations
22-33 72 13 |  |  |  | Deadend Structures
22-33 72 23 |  |  |  | Structural Bus Supports
22-33 72 23 13 |  |  |  |  | Bus Support Insulators
22-33 72 26 |  |  |  | Substation Bus Assemblies
22-33 72 26 13 |  |  |  |  | Aluminum Substation Bus Assemblies
22-33 72 26 16 |  |  |  |  | Copper Substation Bus Assemblies
22-33 72 33 |  |  |  | Control House Equipment
22-33 72 33 13 |  |  |  |  | Relays
22-33 72 33 16 |  |  |  |  | Substation Control Panels
22-33 72 33 23 |  |  |  |  | Power-Line Carriers
22-33 72 33 26 |  |  |  |  | Substation Metering
22-33 72 33 43 |  |  |  |  | Substation DC Supply
22-33 72 43 |  |  |  | Substation Control Wiring
22-33 72 53 |  |  |  | Shunt Reactors
22-33 72 63 |  |  |  | Substation Disconnect Switches
22-33 72 63 13 |  |  |  |  | Vertical Break Disconnect Switches
22-33 72 63 16 |  |  |  |  | Double End Break Disconnect Switches
22-33 72 63 19 |  |  |  |  | Double End Break "Vee" Disconnect Switches
22-33 72 63 21 |  |  |  |  | Center Break Disconnect Switches
22-33 72 63 23 |  |  |  |  | Center Break "Vee" Disconnect Switches
22-33 72 63 26 |  |  |  |  | Single Side Break Disconnect Switches
22-33 72 63 27 |  |  |  |  | Vertical Reach Disconnect Switches
22-33 72 63 29 |  |  |  |  | Grounding for Substation Disconnect Switches
22-33 72 63 31 |  |  |  |  | Hook Sticks
22-33 73 00 |  |  | Utility Transformers
22-33 73 13 |  |  |  | Liquid-Filled Utility Transformers
22-33 73 23 |  |  |  | Dry-Type Utility Transformers
22-33 74 00 |  |  | Extra High Voltage (EHV) Switchgear and protection devices
22-33 74 13 |  |  |  | Air EHV Circuit Breaker
22-33 74 16 |  |  |  | Oil EHV Circuit Breaker
22-33 74 19 |  |  |  | Gas EHV Circuit Breaker
22-33 74 30 |  |  |  | EHV Disconnect Switch
22-33 74 36 |  |  |  | EHV Utility Fuses
22-33 74 39 |  |  |  | EHV Surge Arresters
22-33 74 40 |  |  |  | EHV Rod Gap
22-33 74 43 |  |  |  | EVH Shunt Reactors
22-33 74 43 13 |  |  |  |  | EHV Shunt Reactor Banks
22-33 74 43 16 |  |  |  |  | EHV Current Limiting Reactors
22-33 75 00 |  |  | High-Voltage Switchgear and Protection Devices
22-33 75 13 |  |  |  | Air High-Voltage Circuit Breaker
22-33 75 16 |  |  |  | Oil High-Voltage Circuit Breaker
22-33 75 19 |  |  |  | Gas High-Voltage Circuit Breaker
22-33 75 23 |  |  |  | Vacuum High-Voltage Circuit Breaker
22-33 75 30 |  |  |  | High-Voltage Disconnect Switch
22-33 75 36 |  |  |  | High-Voltage Utility Fuses
22-33 75 39 |  |  |  | High-Voltage Surge Arresters
22-33 75 40 |  |  |  | High-Voltage Rod Gap
22-33 77 00 |  |  | Medium-Voltage Utility Switchgear and Protection Devices
22-33 77 13 |  |  |  | Air Medium-Voltage Circuit Breaker
22-33 77 16 |  |  |  | Oil Medium-Voltage Circuit Breaker
22-33 77 19 |  |  |  | Gas Medium-Voltage Circuit Breaker
22-33 77 23 |  |  |  | Vacuum Medium-Voltage Circuit Breaker
22-33 77 26 |  |  |  | Medium-Voltage Utility Fusible Interrupter Switchgear
22-33 77 30 |  |  |  | Medium-Voltage Disconnect Switch
22-33 77 33 |  |  |  | Medium-Voltage Utility Cutouts
22-33 77 36 |  |  |  | Medium-Voltage Utility Fuses
22-33 77 39 |  |  |  | Medium-Voltage Utility Surge Arresters
22-33 77 40 |  |  |  | Medium-Voltage Rod Gap
22-33 77 53 |  |  |  | Medium-Voltage Utility Reclosers
22-33 78 00 |  |  | Substation Converter Stations
22-33 79 00 |  |  | Site Grounding
22-33 79 13 |  |  |  | Site Improvement Grounding
22-33 79 13 13 |  |  |  |  | Fence Grounding
22-33 79 16 |  |  |  | Tower Grounding
22-33 79 16 13 |  |  |  |  | Communications Tower Grounding
22-33 79 16 16 |  |  |  |  | Antenna Tower Grounding
22-33 79 19 |  |  |  | Utilities Grounding
22-33 79 19 13 |  |  |  |  | Electrical Utilities Grounding
22-33 79 19 16 |  |  |  |  | Communications Utilities Grounding
22-33 79 23 |  |  |  | Utility Substation Grounding
22-33 79 83 |  |  |  | Site Grounding Conductors
22-33 79 93 |  |  |  | Site Lightning Protection
22-33 79 93 13 |  |  |  |  | Lightning Arrestors
22-33 79 93 16 |  |  |  |  | Lightning Strike Counters
22-33 79 93 19 |  |  |  |  | Lightning Strike Warning Devices
22-33 80 00 |  | Communications Utilities
22-33 81 00 |  |  | Communications Structures
22-33 81 13 |  |  |  | Monopole Communications Towers
22-33 81 16 |  |  |  | Lattice Communications Towers
22-33 81 19 |  |  |  | Guyed Communications Towers
22-33 81 21 |  |  |  | Concealed Communications Towers
22-33 81 23 |  |  |  | Broadcast Communications Towers
22-33 81 27 |  |  |  | Aerial Cable Installation Hardware
22-33 81 29 |  |  |  | Communications Vaults, Pedestals, and Enclosures
22-33 81 63 |  |  |  | Cell Site Shelter Equipment
22-33 81 63 16 |  |  |  |  | DC Rectifiers
22-33 81 63 19 |  |  |  |  | Backup Batteries
22-33 81 63 23 |  |  |  |  | Baseband Microwave Processing
22-33 81 63 26 |  |  |  |  | Base Station Transceivers
22-33 81 63 43 |  |  |  |  | Remote Monitoring
22-33 82 00 |  |  | Communications Transmission and Distribution
22-33 82 13 |  |  |  | Copper Communications Transmission and Distribution Cabling
22-33 82 13 13 |  |  |  |  | Copper Splicing and Terminations
22-33 82 23 |  |  |  | Optical Fiber Communications Transmission and Distribution Cabling
22-33 82 23 13 |  |  |  |  | Optical Fiber Splicing and Terminations
22-33 82 33 |  |  |  | Coaxial Communications Transmission and Distribution Cabling
22-33 82 33 13 |  |  |  |  | Coaxial Splicing and Terminations
22-33 82 43 |  |  |  | Grounding and Bonding for Communications Transmission and Distribution
22-33 82 46 |  |  |  | Cable Pressurization Equipment
22-33 82 53 |  |  |  | Cleaning, Lubrication, and Restoration Chemicals
22-33 82 63 |  |  |  | Shelter Equipment
22-33 82 63 13 |  |  |  |  | Transceivers
22-33 82 63 16 |  |  |  |  | Control Panels
22-33 82 63 23 |  |  |  |  | Power-Line Carriers
22-33 82 63 43 |  |  |  |  | Backup Batteries
22-33 83 00 |  |  | Wireless Communications Transmission and Distribution
22-33 83 13 |  |  |  | Laser Transmitters and Receivers
22-33 83 16 |  |  |  | Microwave Transmitters and Receivers
22-33 83 17 |  |  |  | Microwave Antennas
22-33 83 17 13 |  |  |  |  | Microwave Waveguides
22-33 83 19 |  |  |  | Infrared Transmitters and Receivers
22-33 83 23 |  |  |  | Radio Antennas
22-34 00 00 | Transportation
22-34 01 00 |  |  | Operation and Maintenance of Transportation
22-34 01 13 |  |  |  | Operation and Maintenance of Roadways
22-34 01 23 |  |  |  | Operation and Maintenance of Railways
22-34 01 23 13 |  |  |  |  | Track Removal and Salvage
22-34 01 23 81 |  |  |  |  | Track Crosstie Replacement
22-34 01 33 |  |  |  | Operation and Maintenance of Airfields
22-34 01 43 |  |  |  | Operation and Maintenance of Bridges
22-34 05 00 |  |  | Common Work Results for Transportation
22-34 05 05 |  |  |  | Selective Demolition for Transportation
22-34 05 13 |  |  |  | Common Work Results for Roadways
22-34 05 23 |  |  |  | Common Work Results for Railways
22-34 05 33 |  |  |  | Common Work Results for Airports
22-34 05 43 |  |  |  | Common Work Results for Bridges
22-34 08 00 |  |  | Commissioning of Transportation
22-34 08 13 |  |  |  | Commissioning of Roadways
22-34 08 23 |  |  |  | Commissioning of Railways
22-34 08 33 |  |  |  | Commissioning of Airfields
22-34 08 43 |  |  |  | Commissioning of Bridges
22-34 10 00 |  | Guideways/Railways
22-34 11 00 |  |  | Rail Tracks
22-34 11 13 |  |  |  | Track Rails
22-34 11 13 13 |  |  |  |  | Light Rail Track
22-34 11 13 23 |  |  |  |  | Heavy Rail Track
22-34 11 16 |  |  |  | Welded Track Rails
22-34 11 16 13 |  |  |  |  | In-Track Butt-Welded Track Rail
22-34 11 16 16 |  |  |  |  | Pressure-Welded Track Rail
22-34 11 16 19 |  |  |  |  | Thermite-Welded Track Rail
22-34 11 19 |  |  |  | Track Rail Joints
22-34 11 23 |  |  |  | Special Trackwork
22-34 11 23 13 |  |  |  |  | Ballasted Special Track Rail
22-34 11 23 16 |  |  |  |  | Direct-Fixation Track
22-34 11 23 23 |  |  |  |  | Running Rail
22-34 11 23 26 |  |  |  |  | Precurved Running Rail
22-34 11 26 |  |  |  | Ballasted Track Rail
22-34 11 26 13 |  |  |  |  | Track Rail Ballast
22-34 11 26 16 |  |  |  |  | Track Rail Subballast
22-34 11 29 |  |  |  | Embedded Track Rail
22-34 11 33 |  |  |  | Track Cross Ties
22-34 11 33 13 |  |  |  |  | Concrete Track Cross Ties
22-34 11 33 16 |  |  |  |  | Timber Track Cross Ties
22-34 11 33 19 |  |  |  |  | Resilient Track Cross Ties
22-34 11 36 |  |  |  | Track Rail Fasteners
22-34 11 36 13 |  |  |  |  | Direct-Fixation Fasteners
22-34 11 39 |  |  |  | Track Collector Pans
22-34 11 39 13 |  |  |  |  | Fiberglass Track Collector Pans
22-34 11 93 |  |  |  | Track Appurtenances and Accessories
22-34 12 00 |  |  | Monorails
22-34 12 13 |  |  |  | Elevated Monorails
22-34 12 16 |  |  |  | On-Grade Monorails
22-34 12 19 |  |  |  | Below-Grade Monorails
22-34 12 23 |  |  |  | Maglev Monorail
22-34 12 63 |  |  |  | Monorail Track
22-34 13 00 |  |  | Funiculars
22-34 13 13 |  |  |  | Inclined Railway
22-34 14 00 |  |  | Cable Transportation
22-34 14 13 |  |  |  | Aerial Tramways
22-34 14 19 |  |  |  | Gondolas
22-34 14 26 |  |  |  | Funitels
22-34 14 33 |  |  |  | Chairlifts
22-34 14 39 |  |  |  | Surface Lifts
22-34 14 46 |  |  |  | Ropeway Tows
22-34 14 53 |  |  |  | Cable Car Systems
22-34 20 00 |  | Traction Power
22-34 21 00 |  |  | Traction Power Distribution
22-34 21 13 |  |  |  | High Power Static Frequency Converters
22-34 21 16 |  |  |  | Traction Power Substations
22-34 21 16 13 |  |  |  |  | AC Traction Power Substations
22-34 21 16 16 |  |  |  |  | DC Traction Power Substations
22-34 21 19 |  |  |  | Traction Power Switchgear
22-34 21 19 13 |  |  |  |  | AC Traction Power Switchgear
22-34 21 19 16 |  |  |  |  | DC Traction Power Switchgear
22-34 21 19 23 |  |  |  |  | Frequency Changer
22-34 21 23 |  |  |  | Traction Power Transformer-Rectifier Units
22-34 23 00 |  |  | Overhead Traction Power
22-34 23 13 |  |  |  | Traction Power Poles
22-34 23 16 |  |  |  | Overhead Cable Suspension
22-34 23 23 |  |  |  | Overhead Traction Power Cables
22-34 24 00 |  |  | Third Rail Traction Power
22-34 24 13 |  |  |  | Bottom-Contact Third Rail
22-34 24 16 |  |  |  | Side-Contact Third Rail
22-34 24 19 |  |  |  | Top-Contact Third Rail
22-34 40 00 |  | Transportation Signaling and Control Equipment
22-34 41 00 |  |  | Roadway Signaling and Control Equipment
22-34 41 13 |  |  |  | Traffic Signals
22-34 41 16 |  |  |  | Traffic Control Equipment
22-34 41 23 |  |  |  | Roadway Monitoring Equipment
22-34 41 33 |  |  |  | In Roadway Warning Lights
22-34 42 00 |  |  | Railway Signaling and Control Equipment
22-34 42 13 |  |  |  | Railway Signals
22-34 42 13 13 |  |  |  |  | General Railway Signal Requirements
22-34 42 13 16 |  |  |  |  | Signal Solid State Coded Track Circuits
22-34 42 16 |  |  |  | Train Control Wires and Cables
22-34 42 19 |  |  |  | Vital Interlocking Logic Controllers
22-34 42 23 |  |  |  | Railway Control Equipment
22-34 42 23 13 |  |  |  |  | Mainline Train Control Room Equipment
22-34 42 23 16 |  |  |  |  | Yard Train Control Room Equipment
22-34 42 23 19 |  |  |  |  | Integrated Control Equipment
22-34 42 23 23 |  |  |  |  | Interlocking Railway Control Equipment
22-34 42 26 |  |  |  | Rail Network Equipment
22-34 42 29 |  |  |  | Station Agent Equipment
22-34 42 33 |  |  |  | Yard Management Equipment
22-34 42 36 |  |  |  | Supervisory Control and Data Acquisition
22-34 43 00 |  |  | Airfield Signaling and Control Equipment
22-34 43 13 |  |  |  | Airfield Signals and Lighting
22-34 43 13 09 |  |  |  |  | Airport Rotating Beacons
22-34 43 13 10 |  |  |  |  | Hazard Beacons
22-34 43 13 11 |  |  |  |  | Airport Beacon Towers
22-34 43 13 12 |  |  |  |  | Airport Obstruction Lights
22-34 43 13 13 |  |  |  |  | Airfield Runway Identification Lights
22-34 43 13 16 |  |  |  |  | Airfield Runway and Taxiway Inset Lighting
22-34 43 13 19 |  |  |  |  | Adhesive for Inset Lighting and Wiring
22-34 43 13 23 |  |  |  |  | Airfield Short-Approach Lighting Equipment
22-34 43 13 26 |  |  |  |  | Airfield Omni-Directional-Approach Lighting Equipment
22-34 43 13 29 |  |  |  |  | Airfield Low-Intensity-Approach Lighting Equipment
22-34 43 13 33 |  |  |  |  | Airfield High-Intensity-Approach Lighting Equipment
22-34 43 13 36 |  |  |  |  | Airfield Precision-Approach Path Indicator Equipment
22-34 43 16 |  |  |  | Airfield Landing Equipment
22-34 43 16 13 |  |  |  |  | Microwave Airfield Landing Equipment
22-34 43 16 16 |  |  |  |  | Instrument Airfield Landing Equipment
22-34 43 16 19 |  |  |  |  | Airfield Visual-Approach Slope Indicator Equipment
22-34 43 19 |  |  |  | Airfield Traffic Control Tower Equipment
22-34 43 23 |  |  |  | Weather Observation Equipment
22-34 43 23 13 |  |  |  |  | Automatic Weather Observation Equipment
22-34 43 23 16 |  |  |  |  | Airfield Wind Cones
22-34 43 26 |  |  |  | Airfield Control Equipment
22-34 43 26 13 |  |  |  |  | Airfield Lighting Control Equipment
22-34 43 26 16 |  |  |  |  | Airfield Lighting PLC Control Equipment
22-34 43 26 19 |  |  |  |  | Airfield Lighting Regulator Assembly
22-34 48 00 |  |  | Bridge Signaling and Control Equipment
22-34 48 13 |  |  |  | Operating Bridge Signals
22-34 48 16 |  |  |  | Operating Bridge Control Equipment
22-34 50 00 |  | Transportation Fare Collection Equipment
22-34 52 00 |  |  | Vehicle Fare Collection
22-34 52 16 |  |  |  | Vehicle Ticketing Equipment
22-34 52 16 13 |  |  |  |  | Vehicle Ticket Vending Machines
22-34 52 26 |  |  |  | Vehicle Fare Collection Equipment
22-34 52 26 13 |  |  |  |  | Vehicle Coin Fare Collection Equipment
22-34 52 26 16 |  |  |  |  | Vehicle Electronic Fare Collection Equipment
22-34 52 33 |  |  |  | Vehicle Fare Gates
22-34 54 00 |  |  | Passenger Fare Collection
22-34 54 16 |  |  |  | Passenger Ticketing Equipment
22-34 54 16 13 |  |  |  |  | Passenger Ticket Vending Machines
22-34 54 16 16 |  |  |  |  | Passenger Addfare Machines
22-34 54 16 23 |  |  |  |  | Passenger Intermodal Transfer Machines
22-34 54 26 |  |  |  | Passenger Fare Collection Equipment
22-34 54 26 13 |  |  |  |  | Passenger Coin Fare Collection Equipment
22-34 54 26 16 |  |  |  |  | Passenger Electronic Fare Collection Equipment
22-34 54 33 |  |  |  | Passenger Fare Gates
22-34 70 00 |  | Transportation Construction and Equipment
22-34 71 00 |  |  | Roadway Construction
22-34 71 13 |  |  |  | Vehicle Barriers
22-34 71 13 13 |  |  |  |  | Vehicle Median Barriers
22-34 71 13 16 |  |  |  |  | Vehicle Crash Barriers
22-34 71 13 19 |  |  |  |  | Vehicle Traffic Barriers
22-34 71 13 26 |  |  |  |  | Vehicle Guide Rails
22-34 71 13 29 |  |  |  |  | Vehicle Barrier Fenders
22-34 71 16 |  |  |  | Impact Attenuating Devices
22-34 71 19 |  |  |  | Vehicle Delineators
22-34 71 19 13 |  |  |  |  | Fixed Vehicle Delineators
22-34 71 19 16 |  |  |  |  | Flexible Vehicle Delineators
22-34 72 00 |  |  | Railway Construction
22-34 72 13 |  |  |  | Railway Line
22-34 72 16 |  |  |  | Railway Siding
22-34 73 00 |  |  | Airfield Construction
22-34 73 13 |  |  |  | Aircraft Tiedowns
22-34 73 16 |  |  |  | Airfield Grounding
22-34 73 16 13 |  |  |  |  | Aircraft Static Grounding
22-34 73 19 |  |  |  | Jet Blast Barriers
22-34 73 23 |  |  |  | Manufactured Airfield Control Towers
22-34 73 26 |  |  |  | Manufactured Helipads
22-34 75 00 |  |  | Roadway Equipment
22-34 75 13 |  |  |  | Operable Roadway Equipment
22-34 75 13 13 |  |  |  |  | Active Vehicle Barriers
22-34 76 00 |  |  | Railway Equipment
22-34 76 13 |  |  |  | Roadway Crossing Control Equipment
22-34 77 00 |  |  | Transportation Equipment
22-34 77 13 |  |  |  | Passenger Boarding Bridges
22-34 77 13 13 |  |  |  |  | Fixed Aircraft Passenger Boarding Bridges
22-34 77 13 16 |  |  |  |  | Movable Aircraft Passenger Boarding Bridges
22-34 77 13 23 |  |  |  |  | Ship Passenger Boarding Bridges
22-34 77 33 |  |  |  | Baggage Scanning Equipment
22-34 77 36 |  |  |  | Baggage Scales
22-34 77 39 |  |  |  | Baggage Conveying Equipment
22-34 78 00 |  |  | Weighing Equipment
22-34 78 13 |  |  |  | Truck Scales
22-34 78 16 |  |  |  | Weighbridges
22-34 78 23 |  |  |  | Railroad Car Scales
22-34 78 33 |  |  |  | Crane Scales
22-34 80 00 |  | Bridges
22-34 81 00 |  |  | Bridge Machinery
22-34 81 13 |  |  |  | Single-Swing Bridge Machinery
22-34 81 16 |  |  |  | Double-Swing Bridge Machinery
22-34 81 19 |  |  |  | Cantilever Bridge Machinery
22-34 81 23 |  |  |  | Lift Bridge Machinery
22-34 81 26 |  |  |  | Sliding Bridge Machinery
22-34 81 29 |  |  |  | Pontoon Bridge Machinery
22-34 81 32 |  |  |  | Bascule Bridge Machinery
22-34 82 00 |  |  | Bridge Specialties
22-34 82 13 |  |  |  | Bridge Vibration Dampers
22-34 82 13 13 |  |  |  |  | Visco Elastic Bridge Vibration Dampers
22-34 82 13 16 |  |  |  |  | Tuned-Mass Bridge Vibration Dampers
22-34 82 19 |  |  |  | Bridge Pier Protection
22-34 82 19 13 |  |  |  |  | Bridge Pier Ice Shields
22-35 00 00 | Waterway and Marine Construction
22-35 01 00 |  |  | Operation and Maintenance of Waterway and Marine Construction
22-35 01 30 |  |  |  | Operation and Maintenance of Coastal Construction
22-35 01 40 |  |  |  | Operation and Maintenance of Waterway Construction
22-35 01 40 51 |  |  |  |  | Waterway Dredging
22-35 01 40 92 |  |  |  |  | Preservation of Water Courses
22-35 01 50 |  |  |  | Operation and Maintenance of Marine Construction
22-35 01 50 51 |  |  |  |  | Marine Dredging
22-35 01 50 71 |  |  |  |  | Channel Excavation, Cleaning and Deepening
22-35 01 70 |  |  |  | Operation and Maintenance of Dams
22-35 05 00 |  |  | Common Work Results for Waterway and Marine Construction
22-35 05 05 |  |  |  | Selective Demolition for Waterway and Marine Construction
22-35 05 30 |  |  |  | Common Work Results for Coastal Construction
22-35 05 40 |  |  |  | Common Work Results for Waterway Construction
22-35 05 50 |  |  |  | Common Work Results for Marine Construction
22-35 05 70 |  |  |  | Common Work Results for Dams
22-35 08 00 |  |  | Commissioning of Waterway and Marine Construction
22-35 08 30 |  |  |  | Commissioning of Coastal Construction
22-35 08 40 |  |  |  | Commissioning of Waterway Construction
22-35 08 50 |  |  |  | Commissioning of Marine Construction
22-35 08 70 |  |  |  | Commissioning of Dams
22-35 10 00 |  | Waterway and Marine Signaling and Control Equipment
22-35 11 00 |  |  | Signaling and Control Equipment for Waterways
22-35 11 13 |  |  |  | Signaling Equipment for Waterways
22-35 11 53 |  |  |  | Control Equipment for Waterways
22-35 12 00 |  |  | Marine Signaling and Control Equipment
22-35 12 13 |  |  |  | Marine Signaling Equipment
22-35 12 13 13 |  |  |  |  | Lighthouse Equipment
22-35 12 33 |  |  |  | Marine Navigation Equipment
22-35 12 53 |  |  |  | Marine Control Equipment
22-35 13 00 |  |  | Signaling and Control Equipment for Dams
22-35 13 13 |  |  |  | Signaling Equipment for Dams
22-35 13 53 |  |  |  | Control Equipment for Dams
22-35 20 00 |  | Waterway and Marine Construction and Equipment
22-35 21 00 |  |  | General Fabrications for Waterways
22-35 21 13 |  |  |  | Hydraulic Bifurcation Panels
22-35 21 16 |  |  |  | Hydraulic Bulkheads
22-35 21 19 |  |  |  | Hydraulic Manifolds
22-35 21 23 |  |  |  | Penstocks
22-35 21 33 |  |  |  | Trash Racks
22-35 21 36 |  |  |  | Debris Cages
22-35 22 00 |  |  | Hydraulic Gates
22-35 22 13 |  |  |  | Spillway Crest Gates
22-35 22 19 |  |  |  | Hydraulic Head Gates
22-35 22 26 |  |  |  | Sluice Gates
22-35 22 33 |  |  |  | Miter Gates
22-35 22 39 |  |  |  | Sector Gates
22-35 22 46 |  |  |  | Tainter Gates
22-35 22 53 |  |  |  | Vertical Lift Hydraulic Gates
22-35 22 59 |  |  |  | Hydraulic Closure Gates
22-35 22 63 |  |  |  | Through-Levee Access Gates
22-35 24 00 |  |  | Dredging
22-35 24 13 |  |  |  | Suction Dredging
22-35 24 13 11 |  |  |  |  | Training Suction Dredging
22-35 24 13 13 |  |  |  |  | Cutter Suction Dredging
22-35 24 13 16 |  |  |  |  | Auger Suction Dredging
22-35 24 13 23 |  |  |  |  | Jet-Lift Dredging
22-35 24 13 26 |  |  |  |  | Air-Lift Dredging
22-35 24 21 |  |  |  | Bucket Dredging
22-35 24 23 |  |  |  | Clamshell Dredging
22-35 24 26 |  |  |  | Backhoe/Dipper Dredging
22-35 24 33 |  |  |  | Water Injection Dredging
22-35 24 36 |  |  |  | Pneumatic Dredging
22-35 24 43 |  |  |  | Bed-Levelling Dredging
22-35 24 46 |  |  |  | Krabbelaar Dredging
22-35 24 53 |  |  |  | Waterway Snag Removal
22-35 30 00 |  | Coastal Construction
22-35 31 00 |  |  | Shoreline Protection
22-35 31 16 |  |  |  | Seawalls
22-35 31 16 13 |  |  |  |  | Concrete Seawalls
22-35 31 16 16 |  |  |  |  | Segmental Seawalls
22-35 31 16 19 |  |  |  |  | Steel Sheet Piling Seawalls
22-35 31 16 23 |  |  |  |  | Timber Seawalls
22-35 31 16 40 |  |  |  |  | Stone Seawalls
22-35 31 19 |  |  |  | Revetments
22-35 31 19 13 |  |  |  |  | Sacked Cement-Sand Revetments
22-35 31 19 16 |  |  |  |  | Concrete Unit Masonry Revetments
22-35 31 19 36 |  |  |  |  | Gabion Revetments
22-35 31 19 40 |  |  |  |  | Stone Revetments
22-35 31 23 |  |  |  | Breakwaters
22-35 31 23 13 |  |  |  |  | Rubble Mound Breakwaters
22-35 31 23 16 |  |  |  |  | Precast Breakwater Modules
22-35 31 26 |  |  |  | Jetties
22-35 31 26 13 |  |  |  |  | Concrete Jetties
22-35 31 26 16 |  |  |  |  | Concrete Unit Masonry Jetties
22-35 31 26 36 |  |  |  |  | Gabion Jetties
22-35 31 26 40 |  |  |  |  | Stone Jetties
22-35 31 29 |  |  |  | Groins
22-35 31 29 13 |  |  |  |  | Concrete Groins
22-35 31 29 16 |  |  |  |  | Concrete Unit Masonry Groins
22-35 31 29 26 |  |  |  |  | Steel Groins
22-35 31 29 36 |  |  |  |  | Gabion Groins
22-35 31 29 40 |  |  |  |  | Stone Groins
22-35 32 00 |  |  | Artificial Reefs
22-35 32 13 |  |  |  | Scrap Material Artificial Reefs
22-35 32 13 13 |  |  |  |  | Scrap Concrete Artificial Reefs
22-35 32 13 19 |  |  |  |  | Scrap Steel Artificial Reefs
22-35 32 13 33 |  |  |  |  | Sunken Ship Artificial Reefs
22-35 32 16 |  |  |  | Constructed Artificial Reefs
22-35 32 16 13 |  |  |  |  | Constructed Concrete Artificial Reefs
22-35 32 16 19 |  |  |  |  | Constructed Steel Artificial Reefs
22-35 40 00 |  | Waterway Construction and Equipment
22-35 41 00 |  |  | Levees
22-35 41 13 |  |  |  | Landside Levee Berms
22-35 41 13 13 |  |  |  |  | Stability Landside Levee Berms
22-35 41 13 16 |  |  |  |  | Seepage Landside Levee Berms
22-35 41 16 |  |  |  | Levee Cutoff Trenches
22-35 41 19 |  |  |  | Levee Relief Wells
22-35 42 00 |  |  | Waterway Bank Protection
22-35 42 13 |  |  |  | Piling Bank Protection
22-35 42 13 19 |  |  |  |  | Steel Sheet Piling Bank Protection
22-35 42 13 23 |  |  |  |  | Timber Piling Bank Protection
22-35 42 13 26 |  |  |  |  | Plastic Piling Bank Protection
22-35 42 29 |  |  |  | Grout-Bag Bank Protection
22-35 42 34 |  |  |  | Soil Reinforcement Bank Protection
22-35 42 35 |  |  |  | Slope Protection Bank Protection
22-35 42 36 |  |  |  | Gabion Bank Protection
22-35 42 37 |  |  |  | Riprap Bank Protection
22-35 42 53 |  |  |  | Wall Bank Protection
22-35 42 53 16 |  |  |  |  | Concrete Unit Masonry Wall Bank Protection
22-35 42 53 19 |  |  |  |  | Segmental Wall Bank Protection
22-35 42 53 40 |  |  |  |  | Stone Wall Bank Protection
22-35 43 00 |  |  | Waterway Scour Protection
22-35 43 29 |  |  |  | Grout-Bag Scour Protection
22-35 43 34 |  |  |  | Soil Reinforcement Scour Protection
22-35 43 35 |  |  |  | Slope Protection Scour Protection
22-35 43 36 |  |  |  | Gabion Scour Protection
22-35 43 37 |  |  |  | Riprap Scour Protection
22-35 43 53 |  |  |  | Wall Scour Protection
22-35 43 53 13 |  |  |  |  | Concrete Unit Masonry Wall Scour Protection
22-35 43 53 16 |  |  |  |  | Segmental Wall Scour Protection
22-35 43 53 40 |  |  |  |  | Stone Wall Scour Protection
22-35 49 00 |  |  | Waterway Structures
22-35 49 13 |  |  |  | Floodwalls
22-35 49 13 13 |  |  |  |  | Concrete Floodwalls
22-35 49 13 16 |  |  |  |  | Masonry Floodwalls
22-35 49 23 |  |  |  | Waterway Locks
22-35 49 23 13 |  |  |  |  | Concrete Waterway Locks
22-35 49 23 23 |  |  |  |  | Piling Waterway Locks
22-35 49 26 |  |  |  | Floodgate Machinery
22-35 50 00 |  | Marine Construction and Equipment
22-35 51 00 |  |  | Floating Construction
22-35 51 13 |  |  |  | Floating Piers
22-35 51 13 23 |  |  |  |  | Floating Wood Piers
22-35 51 13 26 |  |  |  |  | Floating Plastic Piers
22-35 51 23 |  |  |  | Pontoons
22-35 52 00 |  |  | Offshore Platform Construction
22-35 52 13 |  |  |  | Fixed Offshore Platform Construction
22-35 52 23 |  |  |  | Semi-Submersible Offshore Platform Construction
22-35 52 33 |  |  |  | Floating Offshore Platform Construction
22-35 53 00 |  |  | Underwater Construction
22-35 53 23 |  |  |  | Underwater Harbor Deepening
22-35 53 33 |  |  |  | Underwater Pipeline Construction
22-35 53 43 |  |  |  | Underwater Foundation Construction
22-35 53 53 |  |  |  | Underwater Structures Construction
22-35 53 63 |  |  |  | Underwater Waterproofing
22-35 59 00 |  |  | Marine Specialties
22-35 59 13 |  |  |  | Marine Fenders
22-35 59 13 13 |  |  |  |  | Prestressed Concrete Marine Fender Piling
22-35 59 13 16 |  |  |  |  | Resilient Foam-Filled Marine Fenders
22-35 59 13 19 |  |  |  |  | Rubber Marine Fenders
22-35 59 23 |  |  |  | Buoys
22-35 59 23 13 |  |  |  |  | Mooring Buoys
22-35 59 23 16 |  |  |  |  | Anchor Pendant Buoys
22-35 59 23 19 |  |  |  |  | Navigation Buoys
22-35 59 29 |  |  |  | Mooring Devices
22-35 59 29 13 |  |  |  |  | Quick-Release Mooring Hooks
22-35 59 29 16 |  |  |  |  | Laser Docking Systems
22-35 59 29 19 |  |  |  |  | Capstans
22-35 59 33 |  |  |  | Marine Bollards and Cleats
22-35 59 33 13 |  |  |  |  | Cast-Steel Marine Bollards and Cleats
22-35 59 33 16 |  |  |  |  | Cast-Iron Marine Bollards and Cleats
22-35 59 33 19 |  |  |  |  | Stainless-Steel Marine Bollards and Cleats
22-35 59 33 23 |  |  |  |  | Plastic Marine Bollards and Cleats
22-35 59 93 |  |  |  | Marine Chain and Accessories
22-35 59 93 13 |  |  |  |  | Marine Chain
22-35 59 93 16 |  |  |  |  | Marine Shackles
22-35 59 93 19 |  |  |  |  | Marine Chain Tensioners
22-35 70 00 |  | Dam Construction and Equipment
22-35 71 00 |  |  | Gravity Dams
22-35 71 13 |  |  |  | Concrete Gravity Dams
22-35 71 16 |  |  |  | Masonry Gravity Dams
22-35 71 19 |  |  |  | Rockfill Gravity Dams
22-35 72 00 |  |  | Arch Dams
22-35 72 13 |  |  |  | Concrete Arch Dams
22-35 73 00 |  |  | Embankment Dams
22-35 73 13 |  |  |  | Earth Embankment Dam
22-35 73 16 |  |  |  | Rock Embankment Dams
22-35 74 00 |  |  | Buttress Dams
22-35 74 13 |  |  |  | Concrete Buttress Dams
22-35 79 00 |  |  | Auxiliary Dam Structures
22-35 79 13 |  |  |  | Fish Ladders
22-35 79 13 13 |  |  |  |  | Concrete Fish Ladders
22-40 00 00 | Process Interconnections
22-40 01 00 |  |  | Operation and Maintenance of Process Interconnections
22-40 01 10 |  |  |  | Operation and Maintenance of Gas and Vapor Process Piping
22-40 01 20 |  |  |  | Operation and Maintenance of Liquids Process Piping
22-40 01 30 |  |  |  | Operation and Maintenance of Solid and Mixed Materials Piping and Chutes
22-40 01 40 |  |  |  | Operation and Maintenance of Process Piping and Equipment Protection
22-40 01 60 |  |  |  | Operation and Maintenance of Process Control and Process Facility Enterprise Management Systems
22-40 01 70 |  |  |  | Operation and Maintenance of Instrumentation for Process Systems
22-40 01 90 |  |  |  | Operation and Maintenance of Primary Control Devices
22-40 05 00 |  |  | Common Work Results for Process Interconnections
22-40 05 04 |  |  |  | Selective Demolition for Process Interconnections
22-40 05 05 |  |  |  | Exposed Piping Installation
22-40 05 06 |  |  |  | Couplings, Adapters, and Specials for Process Piping
22-40 05 07 |  |  |  | Hangers and Supports for Process Piping
22-40 05 09 |  |  |  | Wall Pipes, Floor Pipes, and Pipe Sleeves
22-40 05 11 |  |  |  | Aluminum Process Pipe
22-40 05 12 |  |  |  | Brass Process Pipe
22-40 05 13 |  |  |  | Bronze Process Pipe
22-40 05 17 |  |  |  | Copper Process Pipe and Tubing
22-40 05 19 |  |  |  | Ductile Iron Process Pipe
22-40 05 21 |  |  |  | High-Alloy Nickel Process Pipe and Tubing
22-40 05 23 |  |  |  | Stainless Steel Process Pipe and Tubing
22-40 05 23 13 |  |  |  |  | Duplex and Super-Duplex Stainless Steel Process Pipe
22-40 05 23 23 |  |  |  |  | 300- and 400-Series Stainless Steel Process Pipe
22-40 05 23 33 |  |  |  |  | Special-Fabrication Stainless Steel Process Pipe and Tubing
22-40 05 24 |  |  |  | Steel Process Pipe
22-40 05 24 13 |  |  |  |  | Steel Pipe and Tubing for Air and Gas Service
22-40 05 24 23 |  |  |  |  | Steel Pipe for Water Service
22-40 05 24 26 |  |  |  |  | Steel Pipe and Tubing for Process Liquid Service
22-40 05 24 33 |  |  |  |  | Steel Pipe for Bulk Materials Conveyance
22-40 05 26 |  |  |  | Other Metals Process Pipe
22-40 05 26 13 |  |  |  |  | Titanium Process Pipe
22-40 05 26 23 |  |  |  |  | Tantalum Process Pipe
22-40 05 26 33 |  |  |  |  | Zirconium Process Pipe
22-40 05 31 |  |  |  | Thermoplastic Process Pipe
22-40 05 31 13 |  |  |  |  | Polyvinyl Chloride Process Pipe
22-40 05 31 23 |  |  |  |  | Chlorinated Polyvinyl Chloride Process Pipe
22-40 05 31 33 |  |  |  |  | ABS Process Pipe
22-40 05 31 43 |  |  |  |  | Polypropylene Process Pipe
22-40 05 31 53 |  |  |  |  | PVDF Process Pipe
22-40 05 31 63 |  |  |  |  | High-Purity Plastic Process Pipe
22-40 05 31 83 |  |  |  |  | Flexible Plastic Tubing
22-40 05 33 |  |  |  | High-Density Polyethylene Process Pipe
22-40 05 36 |  |  |  | Fiberglass-Reinforced Plastic Process Pipe
22-40 05 36 13 |  |  |  |  | Fiberglass-Reinforced Plastic Pipe for Process Air, Gas, and Odor Service
22-40 05 36 23 |  |  |  |  | Fiberglass-Reinforced Plastic Pipe for Process Liquid Service
22-40 05 37 |  |  |  | Centrifugally Cast Fiberglass-Reinforced Polymer Mortar Process Pipe
22-40 05 38 |  |  |  | PTFE Process Pipe
22-40 05 39 |  |  |  | Concrete Pipe
22-40 05 39 13 |  |  |  |  | Concrete Pressure Water Pipe
22-40 05 39 23 |  |  |  |  | Concrete Gravity and Drainage Process Pipe
22-40 05 51 |  |  |  | Common Requirements for Process Valves
22-40 05 53 |  |  |  | Process Valves Four-inch Diameter and Larger
22-40 05 56 |  |  |  | Process Valves, Smaller than Four-inch Diameter
22-40 05 57 |  |  |  | Actuators for Process Valves and Gates
22-40 05 57 13 |  |  |  |  | Manual Actuators
22-40 05 57 23 |  |  |  |  | Electric Motor Actuators
22-40 05 57 33 |  |  |  |  | Hydraulic Cylinder Actuators
22-40 05 57 43 |  |  |  |  | Hydraulic Actuator Systems
22-40 05 57 53 |  |  |  |  | Pneumatic Actuators
22-40 05 59 |  |  |  | Hydraulic Gates
22-40 05 59 13 |  |  |  |  | Stop Plates
22-40 05 59 16 |  |  |  |  | Stop Logs
22-40 05 59 21 |  |  |  |  | Aluminum Slide Gates
22-40 05 59 23 |  |  |  |  | Stainless Steel Slide Gates
22-40 05 59 26 |  |  |  |  | Fiberglass-Reinforced Plastic Slide Gates
22-40 05 59 33 |  |  |  |  | Cast Iron Slide Gates
22-40 05 59 43 |  |  |  |  | Butterfly Gates
22-40 05 61 |  |  |  | Gate Valves
22-40 05 61 13 |  |  |  |  | Solid Wedge Metal-Seated Gate Valves
22-40 05 61 16 |  |  |  |  | Double Disc Metal-Seated Gate Valves
22-40 05 61 23 |  |  |  |  | Resilient-Seated Gate Valves
22-40 05 61 43 |  |  |  |  | Knife Gate Valves
22-40 05 62 |  |  |  | Plug Valves
22-40 05 62 13 |  |  |  |  | Eccentric Plug Valves for Gas Service
22-40 05 62 16 |  |  |  |  | Eccentric Plug Valves for Liquid Service
22-40 05 63 |  |  |  | Ball Valves
22-40 05 63 13 |  |  |  |  | AWWA Metal-Seated Ball Valves
22-40 05 63 16 |  |  |  |  | AWWA Resilient-Seated Ball Valves
22-40 05 63 33 |  |  |  |  | Metallic Ball Valves
22-40 05 63 43 |  |  |  |  | Plastic Ball Valves
22-40 05 64 |  |  |  | Butterfly Valves
22-40 05 64 13 |  |  |  |  | Metal-Seated Butterfly Valves
22-40 05 64 16 |  |  |  |  | AWWA Resilient-Seated Butterfly Valves
22-40 05 64 23 |  |  |  |  | Metallic Industrial Butterfly Valves
22-40 05 64 26 |  |  |  |  | Plastic Industrial Butterfly Valves
22-40 05 64 33 |  |  |  |  | Butterfly Valves in Air or Gas Service
22-40 05 64 36 |  |  |  |  | High-Performance Butterfly Valves in Air or Gas Service
22-40 05 64 43 |  |  |  |  | Dampers for Corrosive Gas Service
22-40 05 65 |  |  |  | Valves for Pump Control and Check Service
22-40 05 65 11 |  |  |  |  | Angle Valves
22-40 05 65 13 |  |  |  |  | Cone Valves
22-40 05 65 16 |  |  |  |  | Globe Valves
22-40 05 65 23 |  |  |  |  | Swing Check Valves
22-40 05 65 26 |  |  |  |  | Tilting Disc Check Valves
22-40 05 65 29 |  |  |  |  | Double-Disk Check Valves
22-40 05 67 |  |  |  | Specialized Pressure and Flow-Control Valves
22-40 05 67 13 |  |  |  |  | Reduced-Pressure Zone Backflow Preventers for Process Service
22-40 05 67 16 |  |  |  |  | Double Check Valve Assembly Backflow Preventers for Process Service
22-40 05 67 23 |  |  |  |  | Pressure Vacuum Breaker Backflow Preventers
22-40 05 67 26 |  |  |  |  | Atmospheric Vacuum Breaker Backflow Preventers
22-40 05 67 29 |  |  |  |  | Hose Connection Vacuum Breaker Backflow Preventers
22-40 05 67 33 |  |  |  |  | Backpressure Valves
22-40 05 67 36 |  |  |  |  | Pressure-Regulating Valves
22-40 05 67 39 |  |  |  |  | Pressure-Relief Valves
22-40 05 67 41 |  |  |  |  | Direct-Acting Surge Relief Valves for Water Service
22-40 05 67 43 |  |  |  |  | Pilot-Operated Surge Relief Valves for Water Service
22-40 05 67 44 |  |  |  |  | Pilot-Operated Surge Arrestor Valves for Water Service
22-40 05 67 46 |  |  |  |  | Electronic Surge Anticipator Valves for Water Service
22-40 05 67 47 |  |  |  |  | Surge Relief Valves for Wastewater Service
22-40 05 67 49 |  |  |  |  | Electronic Surge Anticipator Valves for Wastewater Service
22-40 05 71 |  |  |  | Solids Handling Valves
22-40 05 71 13 |  |  |  |  | Duckbill Check Valves
22-40 05 71 16 |  |  |  |  | Flap Gates
22-40 05 71 23 |  |  |  |  | Mud Valves
22-40 05 71 33 |  |  |  |  | Telescoping Valves
22-40 05 73 |  |  |  | Special-Application Process Valves
22-40 05 73 13 |  |  |  |  | Altitude Valves
22-40 05 73 16 |  |  |  |  | Float Valves
22-40 05 73 23 |  |  |  |  | Anti-Cavitation Valves
22-40 05 74 |  |  |  | Flexible-Closure Valves
22-40 05 74 13 |  |  |  |  | Diaphragm Valves
22-40 05 74 23 |  |  |  |  | Pinch Valves
22-40 05 76 |  |  |  | Hot-Tapping Valves and Appurtenances
22-40 05 76 13 |  |  |  |  | Tapping Sleeves and Valves
22-40 05 76 16 |  |  |  |  | Tapping Machines
22-40 05 76 23 |  |  |  |  | Line Stops
22-40 05 78 |  |  |  | Air Valves for Water and Wastewater Service
22-40 05 78 11 |  |  |  |  | Air Release Valves for Water Service
22-40 05 78 13 |  |  |  |  | Air/Vacuum Valves for Water Service
22-40 05 78 16 |  |  |  |  | Vacuum-Breaking Valves for Water Service
22-40 05 78 19 |  |  |  |  | Combination Air Valves for Water Service
22-40 05 78 21 |  |  |  |  | Air Release Valves for Wastewater Service
22-40 05 78 23 |  |  |  |  | Air/Vacuum Valves for Wastewater Service
22-40 05 78 26 |  |  |  |  | Vacuum-Breaking Valves for Wastewater Service
22-40 05 78 29 |  |  |  |  | Combination Air Valves for Wastewater Service
22-40 05 81 |  |  |  | Hydrants and Hose Bibbs for Process Service
22-40 05 81 13 |  |  |  |  | Fire Hydrants
22-40 05 81 23 |  |  |  |  | Yard Hydrants
22-40 05 81 26 |  |  |  |  | Freeze-Proof Yard Hydrants
22-40 05 81 33 |  |  |  |  | Hose Bibbs
22-40 05 82 |  |  |  | Solenoid Valves for Process Service
22-40 05 89 |  |  |  | Valve Accessories
22-40 05 89 13 |  |  |  |  | Basket Strainers for Process Service
22-40 05 89 23 |  |  |  |  | Needle Valves
22-40 05 89 33 |  |  |  |  | Quick-Connect Couplers
22-40 05 93 |  |  |  | Common Motor Requirements for Process Equipment
22-40 05 96 |  |  |  | Vibration and Seismic Controls for Process Equipment
22-40 05 97 |  |  |  | Identification for Process Equipment
22-40 10 00 |  | Gas and Vapor Process Piping and Ductwork
22-40 11 00 |  |  | Steam Process Piping
22-40 11 13 |  |  |  | Low-Pressure Steam Process Piping
22-40 11 16 |  |  |  | Intermediate-Pressure Steam Process Piping
22-40 11 19 |  |  |  | High-Pressure Steam Process Piping
22-40 11 23 |  |  |  | Condensate Process Piping for Process Applications
22-40 12 00 |  |  | Compressed Air Process Piping
22-40 12 13 |  |  |  | Compressed Air Process Piping for Breathing Service
22-40 12 23 |  |  |  | Low-Pressure Compressed Air Process Piping
22-40 12 53 |  |  |  | High-Pressure Compressed Air Process Piping
22-40 13 00 |  |  | Process Ductwork
22-40 15 00 |  |  | Combustion System Gas Piping
22-40 15 13 |  |  |  | Combustion Air Piping
22-40 15 16 |  |  |  | Oxygen Combustion System Gas Piping
22-40 15 19 |  |  |  | Flue-Gas Combustion System Piping
22-40 15 23 |  |  |  | Exothermic-Gas Combustion System Piping
22-40 15 26 |  |  |  | Endothermic-Gas Combustion System Piping
22-40 15 29 |  |  |  | Dissociated-Ammonia-Gas Combustion System Piping
22-40 16 00 |  |  | Specialty and High-Purity Gases Piping
22-40 16 13 |  |  |  | Ammonia Gas Piping
22-40 16 16 |  |  |  | Boron Gas Piping
22-40 16 17 |  |  |  | Chlorine Gas Piping
22-40 16 26 |  |  |  | Diborane Gas Piping
22-40 16 29 |  |  |  | Fluorine Gas Piping
22-40 16 33 |  |  |  | Hydrogen Sulfide Gas Piping
22-40 16 36 |  |  |  | Nitrous-Oxide Gas Process Piping
22-40 16 37 |  |  |  | Oxygen Gas Process Piping
22-40 16 39 |  |  |  | Ozone Gas Process Piping
22-40 16 43 |  |  |  | Phosphine Gas Piping
22-40 16 46 |  |  |  | Silane Gas Piping
22-40 16 49 |  |  |  | Sulfur-Dioxide Gas Piping
22-40 16 53 |  |  |  | Specialty Gas Mixtures Piping
22-40 16 56 |  |  |  | High-Purity Gas Piping Components
22-40 17 00 |  |  | Welding and Cutting Gases Piping
22-40 17 13 |  |  |  | Acetylene Welding and Cutting Piping
22-40 17 16 |  |  |  | Acetylene-Hydrogen Mix Welding and Cutting Piping
22-40 17 19 |  |  |  | Methylacetylene-Propadiene Welding and Cutting Piping
22-40 17 23 |  |  |  | Oxygen Welding and Cutting Piping
22-40 17 26 |  |  |  | Inert Gas Welding and Cutting Piping
22-40 18 00 |  |  | Vacuum Systems Process Piping
22-40 18 13 |  |  |  | Low-Vacuum Systems Process Piping
22-40 18 23 |  |  |  | Chlorine Gas Vacuum System Piping
22-40 18 53 |  |  |  | High-Vacuum Systems Process Piping
22-40 20 00 |  | Liquids Process Piping
22-40 21 00 |  |  | Liquid Fuel Process Piping
22-40 21 13 |  |  |  | Bio Fuels Process Piping
22-40 21 13 13 |  |  |  |  | Bioalcohols Process Piping
22-40 21 13 23 |  |  |  |  | Biodiesel Fuel Process Piping
22-40 21 13 26 |  |  |  |  | Green Diesel Fuel Process Piping
22-40 21 13 33 |  |  |  |  | Biomass-to-Liquid (BTL) Fuel Process Piping
22-40 21 13 43 |  |  |  |  | Gas-to-Liquid (GTL) Fuel Process Piping
22-40 21 16 |  |  |  | Gasoline Process Piping
22-40 21 19 |  |  |  | Diesel Process Piping
22-40 21 23 |  |  |  | Fuel-Oils Process Piping
22-40 21 23 13 |  |  |  |  | No. 1 Fuel-Oil Process Piping
22-40 21 23 23 |  |  |  |  | No. 2 Fuel-Oil Process Piping
22-40 21 23 26 |  |  |  |  | Kerosene Process Piping
22-40 21 23 29 |  |  |  |  | Tar Fuels Process Piping
22-40 21 23 43 |  |  |  |  | No. 4 Fuel-Oil Process Piping
22-40 21 23 53 |  |  |  |  | No. 5 Fuel-Oil Process Piping
22-40 21 23 63 |  |  |  |  | No. 6 Fuel-Oil Process Piping
22-40 22 00 |  |  | Petroleum Products Piping
22-40 22 10 |  |  |  | Heavy-Fractions Petroleum Products Piping
22-40 22 13 |  |  |  | Liquefied Petroleum Gas (LPG) Process Piping
22-40 22 16 |  |  |  | Lubricating Oils Process Piping
22-40 22 23 |  |  |  | Petrochemicals Process Piping
22-40 22 50 |  |  |  | Light-Fractions Petroleum Products Piping
22-40 23 00 |  |  | Water and Wastewater Process Piping
22-40 23 13 |  |  |  | Deionized Water Process Piping
22-40 23 16 |  |  |  | Distilled-Water Process Piping
22-40 23 19 |  |  |  | Non-Potable Plant Water Process Piping
22-40 23 23 |  |  |  | Potable Water Process Piping
22-40 23 29 |  |  |  | Recirculated Water Process Piping
22-40 23 33 |  |  |  | Reverse-Osmosis Water Process Piping
22-40 23 40 |  |  |  | Sanitary Wastewater Process Piping
22-40 23 41 |  |  |  | Grit Process Piping
22-40 23 43 |  |  |  | Scum and Floatables Process Piping
22-40 23 44 |  |  |  | Primary Sludge Process Piping
22-40 23 46 |  |  |  | Waste Sludge Process Piping
22-40 23 48 |  |  |  | Thickened Sludge Process Piping
22-40 24 00 |  |  | Specialty Liquid Chemicals Piping
22-40 24 13 |  |  |  | Alcohol Piping
22-40 24 14 |  |  |  | Liquid Chlorine and Sodium Hypochlorite Piping
22-40 24 16 |  |  |  | Gel Piping
22-40 24 19 |  |  |  | Slurries Process Piping
22-40 24 23 |  |  |  | Thixotropic Liquid Piping
22-40 25 00 |  |  | Liquid Acids and Bases Piping
22-40 25 10 |  |  |  | Liquid Acids Piping
22-40 25 50 |  |  |  | Liquid Bases Piping
22-40 26 00 |  |  | Liquid Polymer Piping
22-40 30 00 |  | Solid and Mixed Materials Piping and Chutes
22-40 32 00 |  |  | Bulk Materials Piping and Chutes
22-40 32 10 |  |  |  | Abrasive Materials Piping and Chutes
22-40 32 50 |  |  |  | Nonabrasive Materials Piping and Chutes
22-40 33 00 |  |  | Bulk Materials Valves
22-40 33 13 |  |  |  | Airlock Bulk Materials Valves
22-40 33 16 |  |  |  | Blind Bulk Materials Valves
22-40 33 26 |  |  |  | Diverter Bulk Materials Valves
22-40 33 29 |  |  |  | Double or Single Dump Bulk Materials Valves
22-40 33 39 |  |  |  | Swing Bulk Materials Valves
22-40 33 43 |  |  |  | Specialty Bulk Materials Valves
22-40 34 00 |  |  | Pneumatic Conveying Lines
22-40 34 10 |  |  |  | Dense Phase Pneumatic Conveying Lines
22-40 34 50 |  |  |  | Dilute Phase Pneumatic Conveying Lines
22-40 40 00 |  | Process Piping and Equipment Protection
22-40 41 00 |  |  | Process Piping and Equipment Heat Tracing
22-40 41 13 |  |  |  | Process Piping Heat Tracing
22-40 41 13 13 |  |  |  |  | Process Piping Electrical Resistance Heat Tracing
22-40 41 13 16 |  |  |  |  | Process Piping Electrical Conductance Heat Tracing
22-40 41 13 19 |  |  |  |  | Process Piping Gas Heat Tracing
22-40 41 13 23 |  |  |  |  | Process Piping Steam Heat Tracing
22-40 41 13 26 |  |  |  |  | Process Piping Thermal Fluids Heat Tracing
22-40 41 23 |  |  |  | Process Equipment Heat Tracing
22-40 41 23 13 |  |  |  |  | Process Equipment Electrical Resistance Heat Tracing
22-40 41 23 16 |  |  |  |  | Process Equipment Electrical Conductance Heat Tracing
22-40 41 23 19 |  |  |  |  | Process Equipment Gas Heat Tracing
22-40 41 23 23 |  |  |  |  | Process Equipment Steam Heat Tracing
22-40 41 23 26 |  |  |  |  | Process Equipment Thermal Fluids Heat Tracing
22-40 42 00 |  |  | Process Piping and Equipment Insulation
22-40 42 13 |  |  |  | Process Piping Insulation
22-40 42 13 13 |  |  |  |  | Cryogenic Temperature Process Piping Insulation
22-40 42 13 16 |  |  |  |  | Low Temperature Process Piping Insulation
22-40 42 13 19 |  |  |  |  | Intermediate Temperature Process Piping Insulation
22-40 42 13 23 |  |  |  |  | High Temperature Process Piping Insulation
22-40 42 13 26 |  |  |  |  | Process Piping Insulation for Specialty Applications
22-40 42 23 |  |  |  | Process Equipment Insulation
22-40 42 23 13 |  |  |  |  | Cryogenic Temperature Process Equipment Insulation
22-40 42 23 16 |  |  |  |  | Low Temperature Process Equipment Insulation
22-40 42 23 19 |  |  |  |  | Intermediate Temperature Process Equipment Insulation
22-40 42 23 23 |  |  |  |  | High Temperature Process Equipment Insulation
22-40 42 23 26 |  |  |  |  | Process Equipment Insulation for Specialty Applications
22-40 46 00 |  |  | Process Corrosion Protection
22-40 46 16 |  |  |  | Coatings and Wrappings for Process Corrosion Protection
22-40 46 42 |  |  |  | Cathodic Process Corrosion Protection
22-40 47 00 |  |  | Refractories
22-40 47 13 |  |  |  | Silica Refractories
22-40 47 16 |  |  |  | Alumina Refractories
22-40 47 19 |  |  |  | Carbon and Graphite Refractories
22-40 47 23 |  |  |  | Castable Refractories
22-40 47 26 |  |  |  | Rammed Refractories
22-40 47 29 |  |  |  | Refractory Concrete
22-40 60 00 |  | Process Control and Enterprise Management Systems
22-40 61 00 |  |  | Process Control and Enterprise Management Systems General Provisions
22-40 61 13 |  |  |  | Process Control System General Provisions
22-40 61 16 |  |  |  | Enterprise Management System General Provisions
22-40 61 21 |  |  |  | Process Control System Testing
22-40 61 26 |  |  |  | Process Control System Training
22-40 61 93 |  |  |  | Process Control System Input/Output List
22-40 61 96 |  |  |  | Process Control Descriptions
22-40 62 00 |  |  | Computer System Hardware and Ancillaries
22-40 62 13 |  |  |  | Server Computers
22-40 62 16 |  |  |  | Operator Workstation Computers
22-40 62 19 |  |  |  | Industrial Computers
22-40 62 21 |  |  |  | Desktop Computers
22-40 62 23 |  |  |  | Mobile Computers
22-40 62 26 |  |  |  | Laptop Computers
22-40 62 29 |  |  |  | Tablet Computers and Mobile Devices
22-40 62 33 |  |  |  | Printers
22-40 62 43 |  |  |  | Large Display Screens
22-40 62 63 |  |  |  | Operator Interface Terminals (OIT)
22-40 63 00 |  |  | Control System Equipment
22-40 63 13 |  |  |  | Distributed Process Control Systems
22-40 63 43 |  |  |  | Programmable Logic Controllers
22-40 63 83 |  |  |  | Remote Terminal Units
22-40 66 00 |  |  | Network and Communication Equipment
22-40 66 13 |  |  |  | Switches and Routers
22-40 66 16 |  |  |  | Firewall Hardware
22-40 66 19 |  |  |  | Media Converters
22-40 66 23 |  |  |  | Frame Relay Equipment
22-40 66 26 |  |  |  | Device Network Equipment
22-40 66 33 |  |  |  | Metallic and Fiber-Optic Communication Cabling and Connectors
22-40 66 36 |  |  |  | Process Instrumentation Networks
22-40 66 43 |  |  |  | Wireless Network Systems
22-40 66 53 |  |  |  | Multiple Address Radio Equipment
22-40 66 56 |  |  |  | Point-to-Point Radio Equipment
22-40 66 63 |  |  |  | Antennas
22-40 66 66 |  |  |  | Monopoles and Towers
22-40 66 73 |  |  |  | Satellite Communication Equipment
22-40 67 00 |  |  | Control System Equipment Panels and Racks
22-40 67 13 |  |  |  | Computer Equipment Racks
22-40 67 16 |  |  |  | Free-Standing Panels
22-40 67 19 |  |  |  | Wall-Mounted Panels
22-40 67 23 |  |  |  | Control System Consoles
22-40 67 33 |  |  |  | Panel Wiring
22-40 67 63 |  |  |  | Control Panel-Mounted Uninterruptible Power Supply
22-40 68 00 |  |  | Process Control Software
22-40 68 13 |  |  |  | Process Control (HMI) Software
22-40 68 23 |  |  |  | Reporting Software
22-40 68 26 |  |  |  | Online Performance Monitoring Systems Software
22-40 68 33 |  |  |  | Maintenance Management Software
22-40 68 36 |  |  |  | Laboratory Information System Software
22-40 68 39 |  |  |  | Energy Management Software
22-40 68 43 |  |  |  | Load Management Software
22-40 68 63 |  |  |  | Configuration of HMI Software
22-40 68 66 |  |  |  | Programming of Controller Software
22-40 68 93 |  |  |  | Computer Operating Systems Software
22-40 69 00 |  |  | Packaged Control Systems
22-40 69 13 |  |  |  | Control System Simulators
22-40 69 23 |  |  |  | Burner Management Systems
22-40 69 26 |  |  |  | Safety Instrumented Control Systems
22-40 69 33 |  |  |  | Fire and Gas Monitoring/Protection Systems for Industrial Applications
22-40 70 00 |  | Instrumentation for Process Systems
22-40 71 00 |  |  | Flow Measurement
22-40 71 13 |  |  |  | Magnetic Flow Meters
22-40 71 13 13 |  |  |  |  | Inline Magnetic Flow Meters
22-40 71 13 23 |  |  |  |  | Insertion-Type Magnetic Flow Meters
22-40 71 23 |  |  |  | Differential Pressure-Type Flow Meters
22-40 71 23 13 |  |  |  |  | Venturi Flow Meters
22-40 71 23 16 |  |  |  |  | Flow Tubes
22-40 71 23 19 |  |  |  |  | Flow Nozzle-Type Flow Meters
22-40 71 23 23 |  |  |  |  | Orifice Plate Flow Meters
22-40 71 23 26 |  |  |  |  | Integral Orifice Flow Meters
22-40 71 23 29 |  |  |  |  | Orifice Meter Runs
22-40 71 23 33 |  |  |  |  | Elbow Flow Meters
22-40 71 23 36 |  |  |  |  | Pitot Tube and Averaging Pitot Flow Meters
22-40 71 23 39 |  |  |  |  | V-Cone Flow Meters
22-40 71 23 43 |  |  |  |  | Differential Pressure-Type Flow Transmitters
22-40 71 23 46 |  |  |  |  | Flow Computers
22-40 71 33 |  |  |  | Propeller Flow Meters
22-40 71 36 |  |  |  | Turbine Flow Meters
22-40 71 43 |  |  |  | Variable Area Flow Meters
22-40 71 46 |  |  |  | Target Flow Meters
22-40 71 49 |  |  |  | Vortex-Shedding Flow Meters
22-40 71 53 |  |  |  | Positive Displacement Flow Meters
22-40 71 63 |  |  |  | Doppler Flow Meters
22-40 71 66 |  |  |  | Transit Time Flow Meters
22-40 71 69 |  |  |  | Open Channel Flow Meters
22-40 71 73 |  |  |  | Coriolis Flow Meters
22-40 71 76 |  |  |  | Thermal Flow Meters
22-40 71 79 |  |  |  | Flow Switches
22-40 71 83 |  |  |  | Sight Flow Indicators
22-40 71 86 |  |  |  | Flow Metering Weirs
22-40 72 00 |  |  | Level Measurement
22-40 72 13 |  |  |  | Ultrasonic Level Meters (Continuous and Point-Type)
22-40 72 23 |  |  |  | Radar Level Meters
22-40 72 26 |  |  |  | Laser Level Meters
22-40 72 29 |  |  |  | Nuclear Level Meters
22-40 72 33 |  |  |  | Capacitance Type Level Meters (Continuous and Point Type)
22-40 72 36 |  |  |  | RF Admittance Level Meters (Continuous and Point Type)
22-40 72 43 |  |  |  | Pressure and Differential Pressure Type Level Meters
22-40 72 46 |  |  |  | Bubbler Systems
22-40 72 53 |  |  |  | Magnetic and Magnetostrictive Level Meters
22-40 72 63 |  |  |  | Displacement-Type Level Meters
22-40 72 73 |  |  |  | Sight Level Gauges
22-40 72 76 |  |  |  | Level Switches
22-40 72 83 |  |  |  | Leak Detection Systems
22-40 73 00 |  |  | Pressure, Strain, and Force Measurement
22-40 73 13 |  |  |  | Pressure and Differential Pressure Gauges
22-40 73 16 |  |  |  | Manometers
22-40 73 23 |  |  |  | Absolute-Pressure Transmitters
22-40 73 26 |  |  |  | Gauge-Pressure Transmitters
22-40 73 29 |  |  |  | Differential Pressure Transmitters
22-40 73 33 |  |  |  | Multi-Variable Pressure/Temperature Transmitters
22-40 73 36 |  |  |  | Pressure and Differential Pressure Switches
22-40 73 43 |  |  |  | Force Measurement Devices
22-40 73 46 |  |  |  | Load Cells
22-40 73 53 |  |  |  | Torque Measurement Devices
22-40 73 63 |  |  |  | Diaphragm Seals
22-40 74 00 |  |  | Temperature Measurement
22-40 74 13 |  |  |  | Resistance Temperature Devices
22-40 74 16 |  |  |  | Thermocouples
22-40 74 23 |  |  |  | Radiation Pyrometers
22-40 74 33 |  |  |  | Thermistors
22-40 74 36 |  |  |  | Diode Temperature Measurement Devices
22-40 74 43 |  |  |  | Bimetallic Thermometers
22-40 74 46 |  |  |  | Fluid Expansion Thermometers
22-40 74 49 |  |  |  | Change-of-State Temperature Measurement Devices
22-40 74 53 |  |  |  | Cryogenic Temperature Sensors
22-40 74 63 |  |  |  | Temperature Transmitters
22-40 74 66 |  |  |  | Temperature Switches
22-40 74 69 |  |  |  | Thermowells, Protection Tubes, and Test Thermowells
22-40 75 00 |  |  | Process Liquid Analytical Measurement
22-40 75 05 |  |  |  | Multi-Parameter Analyzer Systems
22-40 75 13 |  |  |  | PH/ORP Analyzers
22-40 75 16 |  |  |  | Conductivity Analyzers
22-40 75 19 |  |  |  | Moisture Analyzers
22-40 75 21 |  |  |  | Chlorine Analyzers
22-40 75 21 13 |  |  |  |  | Free-Chlorine Analyzers
22-40 75 21 23 |  |  |  |  | Residual-Chlorine Analyzers
22-40 75 23 |  |  |  | Chlorine Dioxide Analyzer
22-40 75 26 |  |  |  | Dissolved Chlorine Dioxide Analyzers
22-40 75 29 |  |  |  | Dissolved Ammonia Analyzers
22-40 75 33 |  |  |  | Fluoride Analyzers
22-40 75 43 |  |  |  | Dissolved Oxygen Analyzers
22-40 75 46 |  |  |  | Dissolved Ozone Analyzers
22-40 75 53 |  |  |  | Turbidity Analyzers
22-40 75 56 |  |  |  | Suspended Solids/Sludge Density Analyzers
22-40 75 59 |  |  |  | Liquid Density Analyzers
22-40 75 63 |  |  |  | Monochloramine Analyzers
22-40 75 66 |  |  |  | Nitrogen Analyzers
22-40 75 69 |  |  |  | Phosphorous Analyzers
22-40 75 73 |  |  |  | Particle Counters
22-40 75 76 |  |  |  | Total Organic Carbon Analyzers
22-40 75 79 |  |  |  | Total Organics Analyzers
22-40 75 83 |  |  |  | Hardness Analyzers
22-40 75 86 |  |  |  | Alkalinity Analyzer
22-40 76 00 |  |  | Process Gas Analytical Measurement
22-40 76 05 |  |  |  | Continuous Emissions Monitoring Systems
22-40 76 13 |  |  |  | Oxygen Gas Analyzers
22-40 76 16 |  |  |  | Ozone Analyzers
22-40 76 23 |  |  |  | Combustible Gas Monitors
22-40 76 26 |  |  |  | Chlorine Gas Analyzers
22-40 76 29 |  |  |  | Ammonia Gas Analyzers
22-40 76 33 |  |  |  | Hydrogen Sulfide Monitors
22-40 76 36 |  |  |  | Sulfur Dioxide Analyzers
22-40 76 39 |  |  |  | Carbon Dioxide Analyzers
22-40 76 43 |  |  |  | Carbon Monoxide Analyzers
22-40 76 53 |  |  |  | Dewpoint/Moisture Analyzers
22-40 76 56 |  |  |  | Gas Density Analyzers
22-40 76 63 |  |  |  | Flue Gas Analyzers
22-40 76 66 |  |  |  | NO/NOX Analyzers
22-40 76 73 |  |  |  | Hydrocarbon Analyzers
22-40 76 76 |  |  |  | Gas Chromatograph Analyzers
22-40 76 79 |  |  |  | Vapor Pressure Analyzers
22-40 76 83 |  |  |  | Mass Spectrometers
22-40 77 00 |  |  | Position and Motion Measurement
22-40 77 13 |  |  |  | Acceleration Measurement Devices
22-40 77 16 |  |  |  | Proximity Measurement Devices
22-40 77 19 |  |  |  | Vibration Velocity Measurement Devices
22-40 77 23 |  |  |  | Vibration Monitoring Systems
22-40 77 26 |  |  |  | Position, Speed, and Motion Measurement Devices
22-40 78 00 |  |  | Panel Mounted Instruments
22-40 78 13 |  |  |  | Indicators and Meters
22-40 78 16 |  |  |  | Indicating Lights
22-40 78 19 |  |  |  | Switches and Push Buttons
22-40 78 23 |  |  |  | Potentiometers and Manual Controllers
22-40 78 26 |  |  |  | Chart Recorders
22-40 78 33 |  |  |  | Annunciators
22-40 78 43 |  |  |  | Single-Loop Controllers
22-40 78 53 |  |  |  | Relays
22-40 78 56 |  |  |  | Isolators, Intrinsically-Safe Barriers, and Surge Suppressors
22-40 78 59 |  |  |  | Power Supplies
22-40 78 63 |  |  |  | Alarm Dialers
22-40 79 00 |  |  | Miscellaneous Instruments, Calibration Equipment, Instrument Valves, and Fittings
22-40 79 13 |  |  |  | Nuclear Mass-Measuring Scales
22-40 79 23 |  |  |  | Instrument Calibration Equipment
22-40 79 26 |  |  |  | Instrument Programming Equipment
22-40 79 33 |  |  |  | Current-to-Pressure Converters
22-40 79 36 |  |  |  | Voltage-to-Pressure Converters
22-40 79 39 |  |  |  | Signal Conditioners and Converters
22-40 79 43 |  |  |  | Deadweight Testers
22-40 79 46 |  |  |  | Flame Scanners
22-40 79 63 |  |  |  | Instrument Tubing
22-40 79 66 |  |  |  | Instrument Valve Manifolds, Valves, and Fittings
22-40 80 00 |  | Commissioning of Process Systems
22-40 90 00 |  | Primary Control Devices
22-40 91 00 |  |  | Primary Control Valves
22-40 91 13 |  |  |  | Electrically-Operated Primary Control Valves
22-40 91 16 |  |  |  | Hydraulically-Operated Primary Control Valves
22-40 91 19 |  |  |  | Pneumatically-Operated Primary Control Valves
22-40 91 23 |  |  |  | Solenoid Primary Control Valves
22-40 91 26 |  |  |  | Specialty Primary Control Valves
22-40 92 00 |  |  | Self-Contained Flow Controllers
22-40 93 00 |  |  | Linear Actuators and Positioners
22-40 94 00 |  |  | Self-Contained Pressure Regulators
22-40 95 00 |  |  | Rotary Actuators
22-40 96 00 |  |  | Saturable Core Reactors
22-40 97 00 |  |  | Variable Frequency Drives
22-41 00 00 | Material Processing and Handling Equipment
22-41 01 00 |  |  | Operation and Maintenance of Material Processing and Handling Equipment
22-41 01 52 |  |  |  | Operation and Maintenance of Bulk Materials Storage
22-41 01 52 13 |  |  |  |  | Storage Bin and Hopper Cleaning
22-41 01 52 16 |  |  |  |  | Silo Cleaning
22-41 05 00 |  |  | Common Work Results for Material Processing and Handling Equipment
22-41 05 05 |  |  |  | Selective Demolition for Material Processing and Handling Equipment
22-41 08 00 |  |  | Commissioning of Material Processing and Handling Equipment
22-41 08 10 |  |  |  | Commissioning of Bulk Material Processing Equipment
22-41 08 20 |  |  |  | Commissioning of Piece Material Handling Equipment
22-41 08 30 |  |  |  | Commissioning of Manufacturing Equipment
22-41 08 40 |  |  |  | Commissioning of Container Processing and Packaging
22-41 08 50 |  |  |  | Commissioning of Material Storage
22-41 08 60 |  |  |  | Commissioning of Mobile Plant Equipment
22-41 10 00 |  | Bulk Material Processing Equipment
22-41 11 00 |  |  | Bulk Material Sizing Equipment
22-41 11 13 |  |  |  | Bulk Material Agglomerators
22-41 11 16 |  |  |  | Bulk Material Air Mill Classifiers
22-41 11 19 |  |  |  | Bulk Material Centrifuges
22-41 11 23 |  |  |  | Bulk Material Crushers
22-41 11 26 |  |  |  | Bulk Material Cyclones
22-41 11 29 |  |  |  | Bulk Material Fluid Bed Separators
22-41 11 33 |  |  |  | Bulk Material Grinders
22-41 11 36 |  |  |  | Bulk Material Homogenizers
22-41 11 39 |  |  |  | Bulk Material Lump Breakers
22-41 11 43 |  |  |  | Bulk Material Mills
22-41 11 46 |  |  |  | Bulk Material Pulverizers
22-41 11 49 |  |  |  | Bulk Material Screens
22-41 11 53 |  |  |  | Bulk Material Shredders
22-41 11 56 |  |  |  | Bulk Material Sieves
22-41 12 00 |  |  | Bulk Material Conveying Equipment
22-41 12 13 |  |  |  | Bulk Material Conveyors
22-41 12 13 13 |  |  |  |  | Airslide Bulk Material Conveyors
22-41 12 13 16 |  |  |  |  | Auger Bulk Material Conveyors
22-41 12 13 19 |  |  |  |  | Belt Bulk Material Conveyors
22-41 12 13 23 |  |  |  |  | Container Bulk Material Conveyors
22-41 12 13 26 |  |  |  |  | Drag Chain Bulk Material Conveyors
22-41 12 13 29 |  |  |  |  | Hopper Bulk Material Conveyors
22-41 12 13 33 |  |  |  |  | Reciprocating Bulk Material Conveyors
22-41 12 13 36 |  |  |  |  | Screw Bulk Material Conveyors
22-41 12 13 39 |  |  |  |  | Stacking and Reclaim Bulk Material Conveyors
22-41 12 13 43 |  |  |  |  | Trough Bulk Material Conveyors
22-41 12 13 46 |  |  |  |  | Tube Bulk Material Conveyors
22-41 12 13 49 |  |  |  |  | Vibratory Bulk Material Conveyors
22-41 12 13 53 |  |  |  |  | Weigh-Belt Bulk Material Conveyors
22-41 12 16 |  |  |  | Bucket Elevators
22-41 12 19 |  |  |  | Pneumatic Conveyors
22-41 12 19 13 |  |  |  |  | Dense Phase Pneumatic Conveyors
22-41 12 19 16 |  |  |  |  | Dilute Phase Pneumatic Conveyors
22-41 13 00 |  |  | Bulk Material Feeders
22-41 13 13 |  |  |  | Bin Activators/Live Bin Bottoms
22-41 13 23 |  |  |  | Feeders
22-41 13 23 13 |  |  |  |  | Airlock Bulk Material Feeders
22-41 13 23 16 |  |  |  |  | Apron Bulk Material Feeders
22-41 13 23 19 |  |  |  |  | Rotary-Valve Bulk Material Feeders
22-41 13 23 23 |  |  |  |  | Screw Bulk Material Feeders
22-41 13 23 26 |  |  |  |  | Vibratory Bulk Material Feeders
22-41 13 23 29 |  |  |  |  | Volumetric Bulk Material Feeders
22-41 13 23 33 |  |  |  |  | Weigh Bulk Material Feeders
22-41 14 00 |  |  | Batching Equipment
22-41 14 13 |  |  |  | Bag-Handling Batching Equipment
22-41 14 16 |  |  |  | Batch Cars/Transports
22-41 14 19 |  |  |  | Batch Hoppers
22-41 14 23 |  |  |  | Bulk Bag-Handling Batching Equipment
22-41 14 26 |  |  |  | Blenders
22-41 14 29 |  |  |  | Drum-Handling Batching Equipment
22-41 14 33 |  |  |  | Mixers
22-41 14 36 |  |  |  | Weigh Scales
22-41 20 00 |  | Piece Material Handling Equipment
22-41 21 00 |  |  | Conveyors
22-41 21 13 |  |  |  | Automatic Guided Vehicle Systems
22-41 21 23 |  |  |  | Piece Material Conveyors
22-41 21 23 13 |  |  |  |  | Belt Piece Material Conveyors
22-41 21 23 16 |  |  |  |  | Container Piece Material Conveyors
22-41 21 23 19 |  |  |  |  | Drag-Chain Piece Material Conveyors
22-41 21 23 23 |  |  |  |  | Hopper Piece Material Conveyors
22-41 21 23 26 |  |  |  |  | Monorail Piece Material Conveyors
22-41 21 23 29 |  |  |  |  | Power and Free Piece Material Conveyors
22-41 21 23 33 |  |  |  |  | Reciprocating Piece Material Conveyors
22-41 21 23 36 |  |  |  |  | Roller Piece Material Conveyors
22-41 21 23 39 |  |  |  |  | Vibratory Piece Material Conveyors
22-41 21 23 43 |  |  |  |  | Walking-Beam Piece Material Conveyors
22-41 21 23 46 |  |  |  |  | Weigh-Belt Piece Material Conveyors
22-41 21 23 53 |  |  |  |  | Postal Conveyors
22-41 21 26 |  |  |  | Piece Material Diverter Gates
22-41 21 29 |  |  |  | Piece Material Gravity Slides
22-41 21 33 |  |  |  | Piece Material Transfer Cars
22-41 21 36 |  |  |  | Piece Material Turntables
22-41 21 39 |  |  |  | Piece Material Feeders
22-41 21 39 13 |  |  |  |  | Piece Material Vibratory Feeders
22-41 22 00 |  |  | Cranes and Hoists
22-41 22 13 |  |  |  | Cranes
22-41 22 13 13 |  |  |  |  | Bridge Cranes
22-41 22 13 16 |  |  |  |  | Gantry Cranes
22-41 22 13 19 |  |  |  |  | Jib Cranes
22-41 22 13 23 |  |  |  |  | Mobile Cranes
22-41 22 13 26 |  |  |  |  | Tower Cranes
22-41 22 13 29 |  |  |  |  | Specialty Cranes
22-41 22 23 |  |  |  | Hoists
22-41 22 23 13 |  |  |  |  | Fixed Hoists
22-41 22 23 16 |  |  |  |  | Portable Hoists
22-41 22 23 19 |  |  |  |  | Monorail Hoists
22-41 22 23 23 |  |  |  |  | Specialty Hoists
22-41 22 33 |  |  |  | Derricks
22-41 23 00 |  |  | Lifting Devices
22-41 23 13 |  |  |  | Clamps
22-41 23 16 |  |  |  | Grabs
22-41 23 19 |  |  |  | Hooks
22-41 23 23 |  |  |  | Lifts
22-41 23 26 |  |  |  | Slings
22-41 23 29 |  |  |  | Spreader Bars/Beams
22-41 23 33 |  |  |  | Tongs
22-41 24 00 |  |  | Specialty Material Handling Equipment
22-41 24 13 |  |  |  | Aeration Devices
22-41 24 16 |  |  |  | Bin Vibrators
22-41 24 19 |  |  |  | Dehydrators
22-41 24 23 |  |  |  | Hydrators
22-41 24 26 |  |  |  | Hydraulic Power Systems
22-41 24 29 |  |  |  | Lubrication Systems
22-41 24 33 |  |  |  | Magnetic Separators
22-41 24 36 |  |  |  | Metal Detectors
22-41 24 39 |  |  |  | Railcar Movers
22-41 24 43 |  |  |  | Turnheads/Distributors
22-41 24 46 |  |  |  | Sorting Machines
22-41 24 46 13 |  |  |  |  | Postal Sorting Machines
22-41 30 00 |  | Manufacturing Equipment
22-41 31 00 |  |  | Manufacturing Lines and Equipment
22-41 31 13 |  |  |  | Manufacturing Lines
22-41 31 13 13 |  |  |  |  | Assembly Lines
22-41 31 13 16 |  |  |  |  | Casting Lines
22-41 31 13 19 |  |  |  |  | Coating Lines
22-41 31 13 23 |  |  |  |  | Converting Lines
22-41 31 13 26 |  |  |  |  | Disassembly Lines
22-41 31 13 29 |  |  |  |  | Extrusion Lines
22-41 31 13 33 |  |  |  |  | Machining Lines
22-41 31 13 36 |  |  |  |  | Molding Lines
22-41 31 13 39 |  |  |  |  | Finishing/Painting Lines
22-41 31 13 43 |  |  |  |  | Painting Lines
22-41 31 13 46 |  |  |  |  | Pickling Lines
22-41 31 13 49 |  |  |  |  | Plating Lines
22-41 31 13 53 |  |  |  |  | Polishing Lines
22-41 31 13 56 |  |  |  |  | Press Lines
22-41 31 13 59 |  |  |  |  | Rolling/Calendaring Lines
22-41 31 13 63 |  |  |  |  | Web Processing Lines
22-41 31 16 |  |  |  | Pick and Place Systems
22-41 31 19 |  |  |  | Manufacturing-Line Robots
22-41 31 23 |  |  |  | Specialty Assembly Machines
22-41 32 00 |  |  | Forming Equipment
22-41 32 13 |  |  |  | Bending Equipment
22-41 32 16 |  |  |  | Blow-Molding Equipment
22-41 32 19 |  |  |  | Brake-Forming Equipment
22-41 32 23 |  |  |  | Cold-Forming Equipment
22-41 32 26 |  |  |  | Die-Casting Equipment
22-41 32 29 |  |  |  | Drawing Equipment
22-41 32 33 |  |  |  | Electroforming Equipment
22-41 32 36 |  |  |  | Forging Equipment
22-41 32 39 |  |  |  | Extruding Equipment
22-41 32 43 |  |  |  | Metal-Spinning Equipment
22-41 32 46 |  |  |  | Piercing Equipment
22-41 32 49 |  |  |  | Powder Metal-Forming Equipment
22-41 32 53 |  |  |  | Pressing Equipment
22-41 32 56 |  |  |  | Roll-Forming Equipment
22-41 32 59 |  |  |  | Shearing Equipment
22-41 32 63 |  |  |  | Spinning Equipment
22-41 32 66 |  |  |  | Stretching/Leveling Equipment
22-41 32 69 |  |  |  | Swaging Equipment
22-41 33 00 |  |  | Machining Equipment
22-41 33 13 |  |  |  | Automatic Screw Machining Equipment
22-41 33 16 |  |  |  | Boring Equipment
22-41 33 19 |  |  |  | Broaching Equipment
22-41 33 23 |  |  |  | Drilling Equipment
22-41 33 26 |  |  |  | Electro-Discharge Machining Equipment
22-41 33 29 |  |  |  | Grinding Equipment
22-41 33 33 |  |  |  | Hobbing Equipment
22-41 33 36 |  |  |  | Lapping Equipment
22-41 33 39 |  |  |  | Lathe Equipment
22-41 33 43 |  |  |  | Leveling Equipment
22-41 33 46 |  |  |  | Machining Center Equipment
22-41 33 53 |  |  |  | Milling Equipment
22-41 33 53 13 |  |  |  |  | Horizontal Milling Equipment
22-41 33 53 16 |  |  |  |  | Vertical Milling Equipment
22-41 33 60 |  |  |  | Multi-Axis Machine Equipment
22-41 33 63 |  |  |  | Planing Equipment
22-41 33 66 |  |  |  | Reaming Equipment
22-41 33 69 |  |  |  | Routing Equipment
22-41 33 73 |  |  |  | Sawing Equipment
22-41 33 76 |  |  |  | Shaping Equipment
22-41 33 79 |  |  |  | Threading Equipment
22-41 34 00 |  |  | Finishing Equipment
22-41 34 13 |  |  |  | Anodizing Equipment
22-41 34 16 |  |  |  | Barrel Tumbling Equipment
22-41 34 23 |  |  |  | Coating Equipment
22-41 34 23 13 |  |  |  |  | Diffusion Coating Equipment
22-41 34 23 16 |  |  |  |  | Dipping Coating Equipment
22-41 34 23 19 |  |  |  |  | Film Coating Equipment
22-41 34 23 23 |  |  |  |  | Phosphatizing Coating Equipment
22-41 34 23 26 |  |  |  |  | Plasma Coating Equipment
22-41 34 23 29 |  |  |  |  | Hardface Welding Coating Equipment
22-41 34 23 33 |  |  |  |  | Spray Painting Booth
22-41 34 26 |  |  |  | Deburring Equipment
22-41 34 36 |  |  |  | Electroplating Equipment
22-41 34 46 |  |  |  | Grinding Equipment
22-41 34 49 |  |  |  | Honing Equipment
22-41 34 53 |  |  |  | Lapping Equipment
22-41 34 56 |  |  |  | Shot Peening Equipment
22-41 34 59 |  |  |  | Superfinishing/Polishing Equipment
22-41 35 00 |  |  | Dies and Molds
22-41 35 13 |  |  |  | Dies
22-41 35 13 13 |  |  |  |  | Drawing Dies
22-41 35 13 16 |  |  |  |  | Extrusion Dies
22-41 35 13 19 |  |  |  |  | Press Dies
22-41 35 13 23 |  |  |  |  | Rotary Dies
22-41 35 13 26 |  |  |  |  | Rule Dies
22-41 35 33 |  |  |  | Molds
22-41 36 00 |  |  | Assembly and Testing Equipment
22-41 36 13 |  |  |  | Applicators
22-41 36 13 13 |  |  |  |  | Adhesive Applicators
22-41 36 13 16 |  |  |  |  | Lubricant Applicators
22-41 36 13 19 |  |  |  |  | Sealer Applicators
22-41 36 16 |  |  |  | Fixtures and Jigs
22-41 36 19 |  |  |  | Joining Equipment
22-41 36 19 13 |  |  |  |  | Adhesive Joining Equipment
22-41 36 19 16 |  |  |  |  | Arc-Welding Equipment
22-41 36 19 19 |  |  |  |  | Brazing Equipment
22-41 36 19 23 |  |  |  |  | Resistance-Welding Equipment
22-41 36 19 26 |  |  |  |  | Riveting Equipment
22-41 36 19 29 |  |  |  |  | Sintering Equipment
22-41 36 19 33 |  |  |  |  | Soldering Equipment
22-41 36 23 |  |  |  | Cutting Equipment
22-41 36 23 13 |  |  |  |  | Cutting Torches
22-41 36 23 16 |  |  |  |  | High-Pressure Water Cutting Equipment
22-41 36 23 19 |  |  |  |  | Laser Cutting Equipment
22-41 36 23 23 |  |  |  |  | Plasma Cutting Equipment
22-41 36 26 |  |  |  | Process Tools
22-41 36 26 13 |  |  |  |  | Air Process Tools
22-41 36 26 16 |  |  |  |  | Electric Process Tools
22-41 36 26 19 |  |  |  |  | Hydraulic Process Tools
22-41 36 26 23 |  |  |  |  | Manual Process Tools
22-41 36 29 |  |  |  | Manufacturing Measurement and Testing Equipment
22-41 36 29 13 |  |  |  |  | Gauges, Rules, and Blocks
22-41 36 29 16 |  |  |  |  | Penetrant Measurement and Testing Equipment
22-41 36 29 19 |  |  |  |  | Laser Measurement and Testing Equipment
22-41 36 29 23 |  |  |  |  | Magnaflux Measurement and Testing Equipment
22-41 36 29 26 |  |  |  |  | Optical Comparators
22-41 36 29 29 |  |  |  |  | Profilometers
22-41 36 29 33 |  |  |  |  | Radiograph Measurement and Testing Equipment
22-41 36 29 36 |  |  |  |  | Surface Tables
22-41 36 29 39 |  |  |  |  | Ultrasonic Measurement and Testing Equipment
22-41 36 29 43 |  |  |  |  | Test Weigh Scales
22-41 40 00 |  | Container Processing and Packaging
22-41 41 00 |  |  | Container Filling and Sealing
22-41 41 13 |  |  |  | Bulk Container Fillers/Packers
22-41 41 16 |  |  |  | Container Cappers
22-41 41 19 |  |  |  | Container Fillers
22-41 41 19 13 |  |  |  |  | Bag Fillers
22-41 41 19 16 |  |  |  |  | Box Fillers
22-41 41 19 19 |  |  |  |  | Bottle Fillers
22-41 41 23 |  |  |  | Container Sealers
22-41 42 00 |  |  | Container Packing Equipment
22-41 42 13 |  |  |  | Box Packing Equipment
22-41 42 13 13 |  |  |  |  | Box Makers
22-41 42 13 16 |  |  |  |  | Box Packers
22-41 42 16 |  |  |  | Bulk Material Loaders
22-41 42 16 13 |  |  |  |  | Container Bulk Material Loaders
22-41 42 16 23 |  |  |  |  | Truck Bulk Material Loaders
22-41 42 16 26 |  |  |  |  | Railcar Bulk Material Loaders
22-41 42 16 29 |  |  |  |  | Ship Bulk Material Loaders
22-41 42 16 33 |  |  |  |  | Barge Bulk Material Loaders
22-41 42 19 |  |  |  | Carton Packers
22-41 42 23 |  |  |  | Carton Sealers
22-41 42 26 |  |  |  | Carton Shrink Wrappers
22-41 42 29 |  |  |  | Carton Stackers
22-41 43 00 |  |  | Shipping Packaging
22-41 43 13 |  |  |  | Banding/Strapping Equipment
22-41 43 16 |  |  |  | Barcode Equipment
22-41 43 16 13 |  |  |  |  | Barcode Readers
22-41 43 16 16 |  |  |  |  | Barcode Printers
22-41 43 19 |  |  |  | Labeling Equipment
22-41 43 23 |  |  |  | Pallet Stacking/Wrapping Equipment
22-41 50 00 |  | Material Storage
22-41 51 00 |  |  | Automatic Material Storage
22-41 51 13 |  |  |  | Automatic Storage/Automatic Retrieval Systems
22-41 52 00 |  |  | Bulk Material Storage
22-41 52 13 |  |  |  | Bins and Hoppers
22-41 52 13 13 |  |  |  |  | Fixed Bins and Hoppers
22-41 52 13 23 |  |  |  |  | Portable Bins and Hoppers
22-41 52 13 33 |  |  |  |  | Bulk Material Containers
22-41 52 13 43 |  |  |  |  | Returnable Bins and Hoppers
22-41 52 13 53 |  |  |  |  | Throwaway Bins and Hoppers
22-41 52 16 |  |  |  | Silos
22-41 52 16 13 |  |  |  |  | Concrete Flat-Bottom Silos
22-41 52 16 16 |  |  |  |  | Concrete Masonry Flat-Bottom Silos
22-41 52 16 23 |  |  |  |  | Concrete Cone-Bottom Silos
22-41 52 16 26 |  |  |  |  | Concrete Masonry Cone-Bottom Silos
22-41 52 16 29 |  |  |  |  | Steel Cone-Bottom Silos
22-41 52 19 |  |  |  | Bulk Materials Storage Tanks
22-41 52 19 13 |  |  |  |  | Stationary Bulk Materials Storage Tanks
22-41 52 19 33 |  |  |  |  | Mobile Bulk Materials Storage Tanks
22-41 52 41 |  |  |  | Pneumatic, Block-Distributed Materials Fluidizing System for Flat-Bottom Bins and Silos
22-41 52 43 |  |  |  | Aerated Trough Materials Fluidizing System for Flat-Bottom Bins and Silos
22-41 52 46 |  |  |  | Pad-Mounted Aerated Disc Materials Fluidizing System for Cone-Bottom Bins and Silos
22-41 53 00 |  |  | Storage Equipment and Systems
22-41 53 13 |  |  |  | Storage Cabinets
22-41 53 16 |  |  |  | Container Storage Systems
22-41 53 19 |  |  |  | Flat Files
22-41 53 23 |  |  |  | Storage Racks
22-41 53 23 13 |  |  |  |  | Mobile Storage Racks
22-41 53 26 |  |  |  | Mezzanine Storage Systems
22-41 60 00 |  | Mobile Plant Equipment
22-41 61 00 |  |  | Mobile Earth Moving Equipment
22-41 61 13 |  |  |  | Backhoes
22-41 61 16 |  |  |  | Bulldozers
22-41 61 19 |  |  |  | Compactors
22-41 61 23 |  |  |  | Excavators
22-41 61 26 |  |  |  | Graders
22-41 61 29 |  |  |  | Payloaders
22-41 61 33 |  |  |  | Trenchers
22-41 62 00 |  |  | Trucks
22-41 62 13 |  |  |  | Cement Mixer Trucks
22-41 62 16 |  |  |  | Dump Trucks
22-41 62 19 |  |  |  | Flatbed Trucks
22-41 62 23 |  |  |  | Forklift Trucks
22-41 62 26 |  |  |  | Pickup Trucks
22-41 62 29 |  |  |  | Tank Trucks
22-41 63 00 |  |  | General Vehicles
22-41 63 13 |  |  |  | Bicycles
22-41 63 16 |  |  |  | Carts
22-41 63 19 |  |  |  | Maintenance Vehicles
22-41 63 23 |  |  |  | Utility Vehicles
22-41 63 26 |  |  |  | Vans
22-41 63 29 |  |  |  | Wagons
22-41 64 00 |  |  | Rail Vehicles
22-41 64 13 |  |  |  | Locomotives
22-41 64 13 13 |  |  |  |  | Diesel Locomotives
22-41 64 13 23 |  |  |  |  | Electric Locomotives
22-41 64 16 |  |  |  | Mobile Railcar Movers
22-41 65 00 |  |  | Mobile Support Equipment
22-41 65 13 |  |  |  | Mobile Air Compressors
22-41 65 16 |  |  |  | Mobile Generators
22-41 65 19 |  |  |  | Mobile Welders
22-41 66 00 |  |  | Miscellaneous Mobile Equipment
22-41 66 13 |  |  |  | Mobile Boring and Drilling Rigs
22-41 66 16 |  |  |  | Mobile Lifts and Cherrypickers
22-41 66 19 |  |  |  | Mobile Paving Equipment
22-41 66 23 |  |  |  | Mobile Sweepers/Vacuums
22-41 67 00 |  |  | Plant Maintenance Equipment
22-41 67 13 |  |  |  | Plant Lube Oil System
22-41 67 16 |  |  |  | Plant Fall Protection Equipment
22-41 67 19 |  |  |  | Plant Safety Equipment
22-41 67 23 |  |  |  | Plant Maintenance Tools
22-41 67 26 |  |  |  | Plant Maintenance Washing Equipment
22-42 00 00 | Process Heating, Cooling, and Drying Equipment
22-42 01 00 |  |  | Operation and Maintenance of Process Heating, Cooling, and Drying Equipment
22-42 01 10 |  |  |  | Operation and Maintenance of Process Heating Equipment
22-42 01 20 |  |  |  | Operation and Maintenance of Process Cooling Equipment
22-42 01 30 |  |  |  | Operation and Maintenance of Process Drying Equipment
22-42 05 00 |  |  | Common Work Results for Process Heating, Cooling, and Drying Equipment
22-42 05 05 |  |  |  | Selective Demolition for Process Heating, Cooling, and Drying Equipment
22-42 08 00 |  |  | Commissioning of Process Heating, Cooling, and Drying Equipment
22-42 08 10 |  |  |  | Commissioning of Heating Equipment
22-42 08 20 |  |  |  | Commissioning of Cooling Equipment
22-42 08 30 |  |  |  | Commissioning of Drying Equipment
22-42 10 00 |  | Process Heating Equipment
22-42 11 00 |  |  | Process Boilers
22-42 11 13 |  |  |  | Low-Pressure Process Boilers
22-42 11 16 |  |  |  | Intermediate-Pressure Process Boilers
22-42 11 19 |  |  |  | High-Pressure Process Boilers
22-42 11 23 |  |  |  | Specialty Process Boilers
22-42 12 00 |  |  | Process Heaters
22-42 12 13 |  |  |  | Electric Process Heaters
22-42 12 16 |  |  |  | Fuel-Fired Process Heaters
22-42 12 19 |  |  |  | Thermoelectric Process Heaters
22-42 12 23 |  |  |  | Solar Process Heaters
22-42 12 26 |  |  |  | Specialty Process Heaters
22-42 13 00 |  |  | Industrial Heat Exchangers and Recuperators
22-42 13 13 |  |  |  | Industrial Gas-to-Gas Heat Exchangers
22-42 13 16 |  |  |  | Industrial Liquid-to-Gas/Gas-to-Liquid Heat Exchangers
22-42 13 19 |  |  |  | Industrial Liquid-to-Liquid Heat Exchangers
22-42 13 23 |  |  |  | Industrial Gas Radiation Heat Exchangers
22-42 13 26 |  |  |  | Industrial Solar Radiation Heat Exchangers
22-42 14 00 |  |  | Industrial Furnaces
22-42 14 13 |  |  |  | Annealing Furnaces
22-42 14 16 |  |  |  | Atmosphere Generators
22-42 14 19 |  |  |  | Industrial Baking Furnaces
22-42 14 23 |  |  |  | Industrial Brazing Furnaces
22-42 14 26 |  |  |  | Industrial Calcining Furnaces
22-42 14 29 |  |  |  | Industrial Heat-Treating Furnaces
22-42 14 33 |  |  |  | Industrial Melting Furnaces
22-42 14 33 13 |  |  |  |  | Ceramics and Glass Melting Furnaces
22-42 14 33 16 |  |  |  |  | Ferrous Melting Furnaces
22-42 14 33 19 |  |  |  |  | Non-Ferrous Melting Furnaces
22-42 14 36 |  |  |  | Primary Refining Furnaces
22-42 14 43 |  |  |  | Reactor Furnaces
22-42 14 46 |  |  |  | Industrial Reheat Furnaces
22-42 14 53 |  |  |  | Industrial Sintering Furnaces
22-42 14 56 |  |  |  | Industrial Vacuum Furnaces
22-42 15 00 |  |  | Industrial Ovens
22-42 15 13 |  |  |  | Industrial Drying Ovens
22-42 15 16 |  |  |  | Industrial Curing Ovens
22-42 15 19 |  |  |  | Industrial Specialty Ovens
22-42 20 00 |  | Process Cooling Equipment
22-42 21 00 |  |  | Process Cooling Towers
22-42 21 13 |  |  |  | Open-Circuit Process Cooling Towers
22-42 21 16 |  |  |  | Closed-Circuit Process Cooling Towers
22-42 22 00 |  |  | Process Chillers and Coolers
22-42 22 13 |  |  |  | Centrifugal Process Chillers and Coolers
22-42 22 16 |  |  |  | Reciprocating Process Chillers and Coolers
22-42 22 19 |  |  |  | Refrigerant Process Chillers and Coolers
22-42 22 23 |  |  |  | Rotary Process Chillers and Coolers
22-42 22 26 |  |  |  | Thermoelectric Process Chillers and Coolers
22-42 23 00 |  |  | Process Condensers and Evaporators
22-42 23 13 |  |  |  | Process Condensers
22-42 23 16 |  |  |  | Process Cooling Evaporators
22-42 23 19 |  |  |  | Process Humidifiers
22-42 30 00 |  | Process Drying Equipment
22-42 31 00 |  |  | Gas Dryers and Dehumidifiers
22-42 31 13 |  |  |  | Drying Evaporators
22-42 31 16 |  |  |  | Desiccant Equipment
22-42 31 19 |  |  |  | Regenerative Dryers
22-42 31 23 |  |  |  | Refrigerant Dryers
22-42 32 00 |  |  | Material Dryers
22-42 32 13 |  |  |  | Centrifugal Material Dryers
22-42 32 16 |  |  |  | Conveyor Material Dryers
22-42 32 19 |  |  |  | Flash Material Dryers
22-42 32 23 |  |  |  | Fluid-Bed Material Dryers
22-42 32 26 |  |  |  | Material Roasters
22-42 32 29 |  |  |  | Rotary-Kiln Material Dryers
22-42 32 33 |  |  |  | Spray Material Dryers
22-42 32 36 |  |  |  | Tower Material Dryers
22-42 32 39 |  |  |  | Vacuum Material Dryers
22-42 32 43 |  |  |  | Specialty Material Dryers
22-43 00 00 | Process Gas and Liquid Handling, Purification, and Storage Equipment
22-43 01 00 |  |  | Operation and Maintenance of Process Gas and Liquid Handling, Purification, and Storage Equipment
22-43 01 10 |  |  |  | Operation and Maintenance of Gas Handling Equipment
22-43 01 10 13 |  |  |  |  | Gas Blowers Maintenance and Rehabilitation
22-43 01 10 16 |  |  |  |  | Gas Compressors Maintenance and Rehabilitation
22-43 01 20 |  |  |  | Operation and Maintenance of Liquid Handling Equipment
22-43 01 20 13 |  |  |  |  | Liquid Pumps Maintenance and Rehabilitation
22-43 01 20 16 |  |  |  |  | Liquid Process Equipment Maintenance and Rehabilitation
22-43 01 30 |  |  |  | Operation and Maintenance of Gas and Liquid Hi-Purification Equipment
22-43 01 40 |  |  |  | Operation and Maintenance of Gas and Liquid Storage
22-43 01 40 13 |  |  |  |  | Non-pressurized Tanks Cleaning, Maintenance, and Rehabilitation
22-43 01 40 16 |  |  |  |  | Pressurized Tanks Cleaning, Maintenance, and Rehabilitation
22-43 05 00 |  |  | Common Work Results for Process Gas and Liquid Handling, Purification, and Storage Equipment
22-43 05 05 |  |  |  | Selective Demolition for Process Gas and Liquid Handling, Purification, and Storage Equipment.
22-43 05 10 |  |  |  | Common Work Results for Gas Handling Equipment
22-43 05 20 |  |  |  | Common Work Results for Liquid Handling Equipment
22-43 05 30 |  |  |  | Common Work Results for Gas and Liquid Hi-Purification Equipment
22-43 05 40 |  |  |  | Common Work Results for Gas and Liquid Storage
22-43 08 00 |  |  | Commissioning of Process Gas and Liquid Handling, Purification, and Storage Equipment
22-43 08 10 |  |  |  | Commissioning of Gas Handling Equipment
22-43 08 20 |  |  |  | Commissioning of Liquid Handling Equipment
22-43 08 30 |  |  |  | Commissioning of Gas and Liquid Purification Equipment
22-43 08 40 |  |  |  | Commissioning of Gas and Liquid Storage
22-43 10 00 |  | Gas Handling Equipment
22-43 11 00 |  |  | Gas Fans, Blowers, Pumps and Boosters
22-43 11 11 |  |  |  | Direct Drive Single Stage Centrifugal Blowers
22-43 11 12 |  |  |  | Integrally Geared Single Stage Centrifugal Blowers
22-43 11 13 |  |  |  | Separately Geared Single Stage Centrifugal Blowers
22-43 11 14 |  |  |  | Direct Drive Integral Shaft Single Stage Centrifugal Blowers
22-43 11 17 |  |  |  | Horizontally Split Multistage Centrifugal Blowers
22-43 11 18 |  |  |  | Vertically Split Multistage Centrifugal Blowers
22-43 11 19 |  |  |  | Centrifugal Fans
22-43 11 23 |  |  |  | Axial Blowers
22-43 11 26 |  |  |  | Axial Fans
22-43 11 31 |  |  |  | Rotary Helical Screw Blowers
22-43 11 33 |  |  |  | Rotary Lobe Blowers
22-43 11 34 |  |  |  | Regenerative Rotary Blowers
22-43 11 36 |  |  |  | Rotary Vane Blowers
22-43 11 41 |  |  |  | Gas-handling Venturi Jet Pumps
22-43 11 43 |  |  |  | Gas-handling Vacuum Pumps
22-43 11 46 |  |  |  | Gas Boosters
22-43 12 00 |  |  | Gas Compressors
22-43 12 11 |  |  |  | Centrifugal Compressors
22-43 12 13 |  |  |  | Diagonal or Mixed-flow Compressors
22-43 12 16 |  |  |  | Axial-flow Compressors
22-43 12 33 |  |  |  | Single-acting Reciprocating Compressors
22-43 12 34 |  |  |  | Double-acting Reciprocating Compressors
22-43 12 37 |  |  |  | Diaphragm Reciprocating Compressors
22-43 12 51 |  |  |  | Rotary Screw Compressors
22-43 12 53 |  |  |  | Rotary Vane Compressors
22-43 12 56 |  |  |  | Rotary Liquid-ring Compressors
22-43 12 57 |  |  |  | Rotary Scroll Compressors
22-43 13 00 |  |  | Gas Process Equipment
22-43 13 13 |  |  |  | Gas Blenders
22-43 13 19 |  |  |  | Gas Mixers
22-43 13 23 |  |  |  | Gas Pressure Regulators
22-43 13 31 |  |  |  | Gas Separation Equipment
22-43 13 33 |  |  |  | Gas Dehydration Equipment
22-43 13 36 |  |  |  | Combined Gas Separation and Dehydration Equipment
22-43 13 39 |  |  |  | Gas Recovery and Condensing Equipment
22-43 13 43 |  |  |  | Waste Gas Burner System
22-43 13 46 |  |  |  | Gas Control and Safety Equipment
22-43 15 00 |  |  | Process Air and Gas Filters
22-43 15 13 |  |  |  | Blower Intake and Turbine Air Filters
22-43 15 13 13 |  |  |  |  | Static Prefilters
22-43 15 13 16 |  |  |  |  | Static Final Filters
22-43 15 13 19 |  |  |  |  | Static HEPA Filters
22-43 15 13 23 |  |  |  |  | Pulse Filters
22-43 15 33 |  |  |  | Grease Filters
22-43 15 43 |  |  |  | Mist Eliminators
22-43 15 63 |  |  |  | High-temperature Air Filters
22-43 15 73 |  |  |  | Multiple-application Air Filters
22-43 15 73 11 |  |  |  |  | Air Filter Media
22-43 15 73 12 |  |  |  |  | Permanent Washable Filters
22-43 15 73 13 |  |  |  |  | Poly-ring Air Filters
22-43 15 73 15 |  |  |  |  | Rigid Cell Filters
22-43 15 73 17 |  |  |  |  | Automatic Roll-type Air Filters
22-43 15 76 |  |  |  | Chemical Media for Air and Gas Filters
22-43 20 00 |  | Liquid Handling Equipment
22-43 22 00 |  |  | Liquid Process Equipment
22-43 22 11 |  |  |  | Process Water Electronic Conditioning Equipment
22-43 22 13 |  |  |  | Liquid Aeration Devices
22-43 22 16 |  |  |  | Liquid Agitators
22-43 22 19 |  |  |  | Liquid Blenders
22-43 22 23 |  |  |  | Liquid Centrifuges
22-43 22 26 |  |  |  | Liquid Deaerators
22-43 22 29 |  |  |  | Drum Handling Liquid Process Equipment
22-43 22 33 |  |  |  | Liquid Emulsifiers
22-43 22 36 |  |  |  | Liquid Evaporators
22-43 22 39 |  |  |  | Liquid Feeders
22-43 22 56 |  |  |  | Liquid Process Mixers
22-43 22 59 |  |  |  | Liquid Process Pressure Regulators
22-43 22 63 |  |  |  | Liquid Separation Towers
22-43 22 66 |  |  |  | Liquid Weigh Systems
22-43 22 69 |  |  |  | Liquid Grease Receiving and Dewatering Systems
22-43 22 73 |  |  |  | Liquid Fillers
22-43 22 76 |  |  |  | Liquid Screeners
22-43 22 79 |  |  |  | Liquid Clarifiers
22-43 22 83 |  |  |  | Liquid Classifiers
22-43 22 86 |  |  |  | Liquid Homogenizers
22-43 22 89 |  |  |  | Liquid Presses
22-43 22 96 |  |  |  | Liquid Versators
22-43 22 99 |  |  |  | Liquid Votators
22-43 23 00 |  |  | Dry Location Liquid Pumps
22-43 23 13 |  |  |  | Overhung Horizontal Centrifugal Pumps
22-43 23 13 13 |  |  |  |  | Overhung Flexibly-coupled Horizontal Axial Flow Centrifugal Pumps
22-43 23 13 14 |  |  |  |  | Overhung Flexibly-coupled Horizontal Frame-mounted Centrifugal Pumps
22-43 23 13 17 |  |  |  |  | Overhung Flexibly-coupled Horizontal Foot-mounted Centrifugal Pumps
22-43 23 13 19 |  |  |  |  | Overhung Flexibly-coupled Horizontal Foot-mounted Self-priming Centrifugal Pumps
22-43 23 13 21 |  |  |  |  | Overhung Flexibly-coupled Horizontal Centerline-mounted Centrifugal Pumps
22-43 23 13 23 |  |  |  |  | Overhung Flexibly-coupled, Magnetic Drive, Sealless Horizontal Centrifugal Pumps
22-43 23 13 24 |  |  |  |  | Overhung Close-coupled High-speed Integral Gear Centrifugal Pumps
22-43 23 13 27 |  |  |  |  | Overhung Close-coupled Horizontal Centrifugal Pumps
22-43 23 13 29 |  |  |  |  | Overhung Close-coupled Sealless with Canned Motor Horizontal Centrifugal Pumps
22-43 23 21 |  |  |  | Between-Bearings Impeller Centrifugal Pumps
22-43 23 21 13 |  |  |  |  | Between-bearings Impeller, One- and Two-stage Axially-split Centrifugal Pumps
22-43 23 21 14 |  |  |  |  | Between-bearings Impeller, One- and Two-stage, Radially-split Centrifugal Pumps
22-43 23 21 17 |  |  |  |  | Between-bearings Impeller, Multiple-stage, Axially-split Centrifugal Pumps
22-43 23 21 19 |  |  |  |  | Between-bearings Impeller, Multiple-stage, Radially-split Centrifugal Pumps
22-43 23 21 21 |  |  |  |  | Between-bearings Impeller, Multiple-stage, Radially-split, Single Casing Centrifugal Pumps
22-43 23 21 23 |  |  |  |  | Between-bearings Impeller, Multiple-stage, Radially-split, Double Casing Centrifugal Pumps
22-43 23 31 |  |  |  | Vertical Centrifugal Pumps
22-43 23 31 13 |  |  |  |  | Overhung Flexibly-coupled Vertical Centrifugal Pumps
22-43 23 31 14 |  |  |  |  | Overhung Flexibly-coupled Vertical Inline Centrifugal Pumps
22-43 23 31 17 |  |  |  |  | Overhung Flexibly-coupled Vertical End-suction Centrifugal Pumps
22-43 23 31 19 |  |  |  |  | Overhung Flexibly-coupled, Magnetic Drive, Sealless Vertical Centrifugal Pumps
22-43 23 31 21 |  |  |  |  | Overhung Close-coupled Vertical Inline Centrifugal Pumps
22-43 23 31 23 |  |  |  |  | Overhung Close-coupled Vertical End Suction Centrifugal Pumps
22-43 23 31 24 |  |  |  |  | Overhung Close-coupled Sealless with Canned Motor Vertical Centrifugal Pumps
22-43 23 31 27 |  |  |  |  | Overhung Rigidly-coupled Vertical Inline Centrifugal Pumps
22-43 23 31 29 |  |  |  |  | Overhung Close-coupled Vertical Centrifugal Pumps
22-43 23 51 |  |  |  | Vane Pumps
22-43 23 53 |  |  |  | Piston Pumps
22-43 23 53 13 |  |  |  |  | Piston Axial Rotary Pumps
22-43 23 53 23 |  |  |  |  | Piston Radial Rotary Pumps
22-43 23 53 33 |  |  |  |  | Circumferential Single-Piston Rotary Pumps
22-43 23 53 36 |  |  |  |  | Circumferential Multiple-Piston Rotary Pumps
22-43 23 54 |  |  |  | Flexible Member Pumps
22-43 23 54 13 |  |  |  |  | Flexible Tube Rotary Pumps
22-43 23 54 23 |  |  |  |  | Flexible Vane Rotary Pumps
22-43 23 54 33 |  |  |  |  | Flexible Liner Rotary Pumps
22-43 23 56 |  |  |  | Gear Pumps
22-43 23 56 13 |  |  |  |  | External Gear Rotary Pumps
22-43 23 56 23 |  |  |  |  | Internal Gear Rotary Pumps
22-43 23 57 |  |  |  | Progressing Cavity Pumps
22-43 23 58 |  |  |  | Lobe Pumps
22-43 23 58 13 |  |  |  |  | Single-Lobe Rotary Pumps
22-43 23 58 23 |  |  |  |  | Multiple-Lobe Rotary Pumps
22-43 23 59 |  |  |  | Screw Pumps
22-43 23 59 13 |  |  |  |  | Single-Screw Rotary Pumps
22-43 23 59 23 |  |  |  |  | Multiple-Screw Rotary Pumps
22-43 23 71 |  |  |  | Air-Operated Diaphragm Reciprocating Pumps
22-43 23 71 13 |  |  |  |  | Air-Operated Diaphragm Simplex Single-Acting Reciprocating Pumps
22-43 23 71 23 |  |  |  |  | Air-Operated Diaphragm Simplex Double-Acting Reciprocating Pumps
22-43 23 71 33 |  |  |  |  | Air-Operated Diaphragm Duplex Single-acting Reciprocating Pumps
22-43 23 71 43 |  |  |  |  | Air-Operated Diaphragm Duplex Double-acting Reciprocating Pumps
22-43 23 72 |  |  |  | Air-Operated Bellows Reciprocating Pumps
22-43 23 72 13 |  |  |  |  | Air-Operated Bellows Simplex Single-Acting Reciprocating Pumps
22-43 23 72 23 |  |  |  |  | Air-Operated Bellows Simplex Double-Acting Reciprocating Pumps
22-43 23 72 33 |  |  |  |  | Air-Operated Bellows Duplex Single-Acting Reciprocating Pumps
22-43 23 72 43 |  |  |  |  | Air-Operated Bellows Duplex Double-Acting Reciprocating Pumps
22-43 23 73 |  |  |  | Air-Operated Piston Reciprocating Pumps
22-43 23 73 13 |  |  |  |  | Air-Operated Piston Simplex Single-Acting Reciprocating Pumps
22-43 23 73 23 |  |  |  |  | Air-Operated Piston Simplex Double-Acting Reciprocating Pumps
22-43 23 73 33 |  |  |  |  | Air-Operated Piston Duplex Single-Acting Reciprocating Pumps
22-43 23 73 43 |  |  |  |  | Air-Operated Piston Duplex Double-Acting Reciprocating Pumps
22-43 23 74 |  |  |  | Steam Horizontal Reciprocating Pumps
22-43 23 74 13 |  |  |  |  | Steam Horizontal Double-Acting Piston Simplex Reciprocating Pumps
22-43 23 74 23 |  |  |  |  | Steam Horizontal Double-Acting Piston Duplex Reciprocating Pumps
22-43 23 74 33 |  |  |  |  | Steam Horizontal Double-Acting Plunger Simplex Reciprocating Pumps
22-43 23 74 43 |  |  |  |  | Steam Horizontal Double-Acting Plunger Duplex Reciprocating Pumps
22-43 23 75 |  |  |  | Steam Vertical Reciprocating Pumps
22-43 23 75 13 |  |  |  |  | Steam Vertical Double-Acting Piston Simplex Reciprocating Pumps
22-43 23 75 23 |  |  |  |  | Steam Vertical Double-Acting Piston Duplex Reciprocating Pumps
22-43 23 75 33 |  |  |  |  | Steam Vertical Double-Acting Plunger Simplex Reciprocating Pumps
22-43 23 75 43 |  |  |  |  | Steam Vertical Double-acting Plunger Duplex Reciprocating Pumps
22-43 23 76 |  |  |  | Power Horizontal Reciprocating Pumps
22-43 23 76 11 |  |  |  |  | Power Horizontal Single-Acting Piston Simplex Reciprocating Pumps
22-43 23 76 12 |  |  |  |  | Power Horizontal Single-Acting Piston Duplex Reciprocating Pumps
22-43 23 76 13 |  |  |  |  | Power Horizontal Single-Acting Piston Multiplex Reciprocating Pumps
22-43 23 76 21 |  |  |  |  | Power Horizontal Single-Acting Plunger Simplex Reciprocating Pumps
22-43 23 76 22 |  |  |  |  | Power Horizontal Single-Acting Plunger Duplex Reciprocating Pumps
22-43 23 76 23 |  |  |  |  | Power Horizontal Single-Acting Plunger Multiplex Reciprocating Pumps
22-43 23 76 31 |  |  |  |  | Power Horizontal Double-Acting Piston Simplex Reciprocating Pumps
22-43 23 76 32 |  |  |  |  | Power Horizontal Double-Acting Piston Duplex Reciprocating Pumps
22-43 23 76 33 |  |  |  |  | Power Horizontal Double-Acting Piston Multiplex Reciprocating Pumps
22-43 23 76 41 |  |  |  |  | Power Horizontal Double-Acting Plunger Simplex Reciprocating Pumps
22-43 23 76 42 |  |  |  |  | Power Horizontal Double-Acting Plunger Duplex Reciprocating Pumps
22-43 23 76 43 |  |  |  |  | Power Horizontal Double-Acting Plunger Multiplex Reciprocating Pumps
22-43 23 77 |  |  |  | Power Vertical Reciprocating Pumps
22-43 23 77 11 |  |  |  |  | Power Vertical Single-Acting Piston Simplex Reciprocating Pumps
22-43 23 77 12 |  |  |  |  | Power Vertical Single-Acting Piston Duplex Reciprocating Pumps
22-43 23 77 13 |  |  |  |  | Power Vertical Single-Acting Piston Multiplex Reciprocating Pumps
22-43 23 77 21 |  |  |  |  | Power Vertical Single-Acting Plunger Simplex Reciprocating Pumps
22-43 23 77 22 |  |  |  |  | Power Vertical Single-Acting Plunger Duplex Reciprocating Pumps
22-43 23 77 23 |  |  |  |  | Power Vertical Single-Acting Plunger Multiplex Reciprocating Pumps
22-43 23 77 31 |  |  |  |  | Power Vertical Double-Acting Piston Simplex Reciprocating Pumps
22-43 23 77 32 |  |  |  |  | Power Vertical Double-Acting Piston Duplex Reciprocating Pumps
22-43 23 77 33 |  |  |  |  | Power Vertical Double-Acting Piston Multiplex Reciprocating Pumps
22-43 23 77 41 |  |  |  |  | Power Vertical Double-Acting Plunger Simplex Reciprocating Pumps
22-43 23 77 42 |  |  |  |  | Power Vertical Double-Acting Plunger Duplex Reciprocating Pumps
22-43 23 77 43 |  |  |  |  | Power Vertical Double-Acting Plunger Multiplex Reciprocating Pumps
22-43 23 78 |  |  |  | Controlled Volume Horizontal Reciprocating Pumps
22-43 23 78 11 |  |  |  |  | Controlled Volume Horizontal Packed Plunger Simplex Reciprocating Pumps
22-43 23 78 12 |  |  |  |  | Controlled Volume Horizontal Packed Plunger Duplex Reciprocating Pumps
22-43 23 78 13 |  |  |  |  | Controlled Volume Horizontal Packed Plunger Multiplex Reciprocating Pumps
22-43 23 78 21 |  |  |  |  | Controlled Volume Horizontal Packed Piston Simplex Reciprocating Pumps
22-43 23 78 22 |  |  |  |  | Controlled Volume Horizontal Packed Piston Duplex Reciprocating Pumps
22-43 23 78 23 |  |  |  |  | Controlled Volume Horizontal Packed Piston Multiplex Reciprocating Pumps
22-43 23 78 31 |  |  |  |  | Controlled Volume Horizontal Mechanically-Coupled Diaphragm Simplex Reciprocating Pumps
22-43 23 78 32 |  |  |  |  | Controlled Volume Horizontal Mechanically-Coupled Diaphragm Duplex Reciprocating Pumps
22-43 23 78 33 |  |  |  |  | Controlled Volume Horizontal Mechanically-Coupled Diaphragm Multiplex Reciprocating Pumps
22-43 23 78 34 |  |  |  |  | Controlled Volume Horizontal Hydraulically-Coupled Diaphragm Simplex Reciprocating Pumps
22-43 23 78 35 |  |  |  |  | Controlled Volume Horizontal Hydraulically-Coupled Diaphragm Duplex Reciprocating Pumps
22-43 23 78 36 |  |  |  |  | Controlled Volume Horizontal Hydraulically-Coupled Diaphragm Multiplex Reciprocating Pumps
22-43 23 79 |  |  |  | Controlled Volume Vertical Reciprocating Pumps
22-43 23 79 11 |  |  |  |  | Controlled Volume Vertical Packed Plunger Simplex Reciprocating Pumps
22-43 23 79 12 |  |  |  |  | Controlled Volume Vertical Packed Plunger Duplex Reciprocating Pumps
22-43 23 79 13 |  |  |  |  | Controlled Volume Vertical Packed Plunger Multiplex Reciprocating Pumps
22-43 23 79 21 |  |  |  |  | Controlled Volume Vertical Packed Piston Simplex Reciprocating Pumps
22-43 23 79 22 |  |  |  |  | Controlled Volume Vertical Packed Piston Duplex Reciprocating Pumps
22-43 23 79 23 |  |  |  |  | Controlled Volume Vertical Packed Piston Multiplex Reciprocating Pumps
22-43 23 79 31 |  |  |  |  | Controlled Volume Vertical Mechanically-Coupled Diaphragm Simplex Reciprocating Pumps
22-43 23 79 32 |  |  |  |  | Controlled Volume Vertical Mechanically-Coupled Diaphragm Duplex Reciprocating Pumps
22-43 23 79 33 |  |  |  |  | Controlled Volume Vertical Mechanically-Coupled Diaphragm Multiplex Reciprocating Pumps
22-43 23 79 34 |  |  |  |  | Controlled Volume Vertical Hydraulically-Coupled Diaphragm Simplex Reciprocating Pumps
22-43 23 79 35 |  |  |  |  | Controlled Volume Vertical Hydraulically-Coupled Diaphragm Duplex Reciprocating Pumps
22-43 23 79 36 |  |  |  |  | Controlled Volume Vertical Hydraulically-Coupled Diaphragm Multiplex Reciprocating Pumps
22-43 24 00 |  |  | Suspended Liquid Pumps
22-43 24 11 |  |  |  | Vertically Suspended Single-Casing Submersible Centrifugal Pumps
22-43 24 13 |  |  |  | Vertically Suspended Single-Casing Discharge-through-column Centrifugal Pumps
22-43 24 13 13 |  |  |  |  | Vertically Suspended Single-Casing Discharge-through-column Diffuser Centrifugal Pumps
22-43 24 13 23 |  |  |  |  | Vertically Suspended Single-Casing Discharge-through-column Volute Centrifugal Pumps
22-43 24 13 33 |  |  |  |  | Vertically Suspended Single-Casing Discharge-through-column Axial Flow Centrifugal Pumps
22-43 24 16 |  |  |  | Vertically Suspended Single-casing Separate Discharge (Sump) Centrifugal Pumps
22-43 24 16 13 |  |  |  |  | Vertically Suspended Single-Casing Separate Discharge (Sump) Line Shaft Centrifugal Pumps
22-43 24 16 23 |  |  |  |  | Vertically Suspended Single-Casing Separate Discharge (Sump) Cantilever Centrifugal Pumps
22-43 24 21 |  |  |  | Vertically Suspended Double-Casing Centrifugal Pumps
22-43 24 21 13 |  |  |  |  | Vertically Suspended Double-Casing Diffuser Centrifugal Pumps
22-43 24 21 23 |  |  |  |  | Vertically Suspended Double-Casing Volute Centrifugal Pumps
22-43 24 26 |  |  |  | Vertically Suspended Inline Casing Diffuser Centrifugal Pumps
22-43 24 41 |  |  |  | Archimedes Screw Pumps
22-43 24 41 13 |  |  |  |  | Positive-Displacement Inclined Open Archimedes Screw-type Pumps
22-43 24 41 23 |  |  |  |  | Positive-Displacement Inclined Closed-casing Archimedes Screw-type Pumps
22-43 25 00 |  |  | Submersible/Immersible Liquid Pumps
22-43 25 13 |  |  |  | Overhung Close-Coupled Submersible Centrifugal Pumps
22-43 25 13 13 |  |  |  |  | Overhung Close-Coupled Submersible Diffuser Centrifugal Pumps
22-43 25 13 23 |  |  |  |  | Overhung Close-Coupled Submersible Volute Centrifugal Pumps
22-43 25 50 |  |  |  | Positive Displacement Submersible Liquid Pumps
22-43 26 00 |  |  | Specialized Liquid Pumps
22-43 26 13 |  |  |  | Submersible Grinder Pumps
22-43 26 30 |  |  |  | Regenerative Centrifugal Pumps
22-43 26 30 13 |  |  |  |  | Overhung Impeller Regenerative Turbine Pumps
22-43 26 30 21 |  |  |  |  | Overhung Impeller Single-Stage Regenerative Turbine Pumps
22-43 26 30 23 |  |  |  |  | Overhung Impeller Two-Stage Regenerative Turbine Pumps
22-43 26 30 26 |  |  |  |  | Between-Bearings Impeller Regenerative Turbine Pumps
22-43 26 30 27 |  |  |  |  | Between-Bearings Impeller Single-Stage Regenerative Turbine Pumps
22-43 26 30 29 |  |  |  |  | Between-Bearings Impeller Two-Stage Regenerative Turbine Pumps
22-43 26 40 |  |  |  | Regenerative Turbine Pumps
22-43 26 60 |  |  |  | Regenerative Vacuum Pumps
22-43 26 70 |  |  |  | Rotating-Case Pumps
22-43 27 00 |  |  | Process Liquid Filters
22-43 27 13 |  |  |  | Cyclonic Liquid Filters
22-43 27 16 |  |  |  | Centrifugal Horizontal Pressure Leaf Liquid Filters
22-43 27 19 |  |  |  | Press Liquid Filters
22-43 27 23 |  |  |  | Liquid Bag Filters
22-43 27 33 |  |  |  | Mechanically Cleaned Liquid Filters
22-43 27 43 |  |  |  | Tubular Backwashing Liquid Filters
22-43 27 53 |  |  |  | Vacuum Belt Liquid Filters
22-43 27 63 |  |  |  | Woven Media Liquid Filters
22-43 27 63 13 |  |  |  |  | Disc Liquid Filters
22-43 27 63 23 |  |  |  |  | Rotating Drum Liquid Filters
22-43 27 63 33 |  |  |  |  | Layer Liquid Filters
22-43 27 63 43 |  |  |  |  | Candle Liquid Filters
22-43 27 63 53 |  |  |  |  | Vertical Leaf Liquid Filters
22-43 27 73 |  |  |  | Nonwoven Media Liquid Filters
22-43 27 73 13 |  |  |  |  | Surface Liquid Filters
22-43 27 73 23 |  |  |  |  | Depth Liquid Filters
22-43 30 00 |  | Gas and Liquid Purification Equipment
22-43 31 00 |  |  | Gas and Liquid Purification Filtration Equipment
22-43 31 13 |  |  |  | Gas and Liquid Purification Filters
22-43 31 13 13 |  |  |  |  | Activated Carbon-Gas and Liquid Purification Filters
22-43 31 13 16 |  |  |  |  | Gas and Liquid Purification Filter Presses
22-43 31 13 19 |  |  |  |  | High-Purity Cartridge Gas and Liquid Purification Filters
22-43 31 13 23 |  |  |  |  | Membrane Diaphragm Gas and Liquid Purification Filters
22-43 31 13 26 |  |  |  |  | Multimedia Gas and Liquid Purification Filters
22-43 31 13 29 |  |  |  |  | Pretreatment Cartridge Gas and Liquid Purification Filters
22-43 31 13 33 |  |  |  |  | Ultrafilter Units
22-43 32 00 |  |  | Gas and Liquid Purification Process Equipment
22-43 32 13 |  |  |  | Gas and Liquid Purification Process Beds
22-43 32 13 13 |  |  |  |  | Anion-Gas and Liquid Purification Process Beds
22-43 32 13 16 |  |  |  |  | Cation-Gas and Liquid Purification Process Beds
22-43 32 23 |  |  |  | Gas and Liquid Purification Process Clarifier Systems
22-43 32 26 |  |  |  | Gas and Liquid Purification Decarbonators
22-43 32 29 |  |  |  | Electronic Deionization Purification Units
22-43 32 33 |  |  |  | External Regeneration Systems
22-43 32 36 |  |  |  | Mixed-Bed Ion-Exchange Vessels
22-43 32 39 |  |  |  | Gas and Liquid Purification Mixed Beds
22-43 32 39 13 |  |  |  |  | Externally Regenerable Gas and Liquid Purification Mixed Beds
22-43 32 39 16 |  |  |  |  | In-Situ Regenerable Gas and Liquid Purification Mixed Beds
22-43 32 53 |  |  |  | Packed-Bed Ion-Exchange Vessels
22-43 32 56 |  |  |  | Reverse-Osmosis Purification Units
22-43 32 59 |  |  |  | Gas and Liquid Purification Scrubbers
22-43 32 63 |  |  |  | Ultraviolet Sterilizers
22-43 32 66 |  |  |  | Vacuum Degasifiers
22-43 32 69 |  |  |  | Chemical Feed Systems
22-43 32 73 |  |  |  | Ozonation Equipment
22-43 32 76 |  |  |  | Chlorination Equipment
22-43 40 00 |  | Gas and Liquid Storage
22-43 41 00 |  |  | Non-pressurized Tanks and Vessels
22-43 41 11 |  |  |  | Bolted Steel Tanks
22-43 41 13 |  |  |  | Welded Steel Tanks
22-43 41 13 13 |  |  |  |  | Glass-lined Welded Steel Tanks
22-43 41 13 23 |  |  |  |  | Rubber-lined Welded Steel Tanks
22-43 41 13 33 |  |  |  |  | Epoxy-lined Welded Steel Tanks
22-43 41 13 43 |  |  |  |  | Ceramic-lined Welded Steel Tanks
22-43 41 23 |  |  |  | Stainless Steel Tanks
22-43 41 26 |  |  |  | Aluminum Tanks
22-43 41 31 |  |  |  | Metallic Specialty Tanks
22-43 41 41 |  |  |  | Polyvinyl Chloride Tanks
22-43 41 43 |  |  |  | Polyethylene Tanks
22-43 41 45 |  |  |  | Fiberglass Reinforced Plastic Tanks
22-43 41 53 |  |  |  | Wood Stave Tanks
22-43 41 63 |  |  |  | Precast Concrete Tanks
22-43 41 73 |  |  |  | Ceramic Tanks
22-43 41 83 |  |  |  | Non-metallic Specialty Tanks
22-43 42 00 |  |  | Pressurized Tanks and Vessels
22-43 42 11 |  |  |  | Cast Iron Pressure Tanks
22-43 42 13 |  |  |  | Ductile Iron Pressure Tanks
22-43 42 21 |  |  |  | Welded Steel Pressure Tanks
22-43 42 23 |  |  |  | Glass-lined Steel Pressure Tanks
22-43 42 26 |  |  |  | Welded Steel Gas Storage Sphere
22-43 42 33 |  |  |  | Stainless Steel Pressure Tanks
22-43 42 36 |  |  |  | Aluminum Pressure Tanks
22-43 42 41 |  |  |  | Metallic Specialty Pressure Tanks
22-43 42 53 |  |  |  | Fiberglass Reinforced Plastic Pressure Tanks
22-43 42 83 |  |  |  | Non-metallic Specialty Pressure Tanks
22-44 00 00 | Pollution and Waste Control Equipment
22-44 01 00 |  |  | Operation and Maintenance of Pollution and Waste Control Equipment
22-44 01 10 |  |  |  | Operation and Maintenance of Air Pollution Control
22-44 01 20 |  |  |  | Operation and Maintenance of Noise Pollution Control
22-44 01 30 |  |  |  | Operation and Maintenance of Odor Control Equipment
22-44 01 40 |  |  |  | Operation and Maintenance of Water Pollution Control Equipment
22-44 01 50 |  |  |  | Operation and Maintenance of Solid Waste Control and Reuse
22-44 01 60 |  |  |  | Operation and Maintenance of Waste Thermal Processing Equipment
22-44 05 00 |  |  | Common Work Results for Pollution and Waste Control Equipment
22-44 05 05 |  |  |  | Selective Demolition for Pollution and Waste Control Equipment
22-44 08 00 |  |  | Commissioning of Pollution and Waste Control Equipment
22-44 08 10 |  |  |  | Commissioning of Air Pollution Control
22-44 08 20 |  |  |  | Commissioning of Noise Pollution Control
22-44 08 30 |  |  |  | Commissioning of Odor Control Equipment
22-44 08 40 |  |  |  | Commissioning Water Pollution Control Equipment
22-44 08 50 |  |  |  | Commissioning Solid Waste Control and Reuse
22-44 08 60 |  |  |  | Commissioning of Waste Thermal Processing Equipment
22-44 10 00 |  | Air Pollution Control
22-44 11 00 |  |  | Particulate Control Equipment
22-44 11 13 |  |  |  | Fugitive Dust Control
22-44 11 16 |  |  |  | Fugitive Dust Barrier Systems
22-44 11 19 |  |  |  | Atmospheric Air Quality Monitoring Equipment
22-44 11 20 |  |  |  | Gravitational Separators
22-44 11 31 |  |  |  | Venturi Scrubbing Equipment
22-44 11 33 |  |  |  | Spray Tower/Chamber Scrubbing Equipment
22-44 11 36 |  |  |  | Cyclone Scrubbing Equipment
22-44 11 51 |  |  |  | Pulse Jet Fabric Filtration Equipment
22-44 11 53 |  |  |  | Reverse Flow Fabric Filtration Equipment
22-44 11 54 |  |  |  | Shake/Deflate Fabric Filtration Equipment
22-44 11 56 |  |  |  | Cartridge Filtration Equipment
22-44 11 59 |  |  |  | Disposable Dry Filtration Equipment
22-44 11 71 |  |  |  | Cyclone Dust Collection Equipment
22-44 11 73 |  |  |  | Multicylone Dust Collection Equipment
22-44 11 76 |  |  |  | Mist Elimination Equipment
22-44 11 93 |  |  |  | Wet Electrostatic Precipitator Equipment
22-44 11 96 |  |  |  | Dry Plate Electrostatic Precipitator Equipment
22-44 13 00 |  |  | Gaseous Air Pollution Control Equipment
22-44 13 11 |  |  |  | Spray Tower/Chamber Absorption Equipment
22-44 13 13 |  |  |  | Packed Tower/Chamber Absorption Equipment
22-44 13 14 |  |  |  | Tray Tower Absorption Equipment
22-44 13 16 |  |  |  | Jet Bubbling Reactor Equipment
22-44 13 17 |  |  |  | Venturi Absorption Equipment
22-44 13 20 |  |  |  | Vacuum Extraction Systems
22-44 13 31 |  |  |  | Powdered Injection Adsorption Equipment
22-44 13 33 |  |  |  | Fluidized Bed Adsorption Equipment
22-44 13 34 |  |  |  | Fixed Bed Adsorption Equipment
22-44 13 36 |  |  |  | Rotary Bed Adsorption Equipment
22-44 13 39 |  |  |  | Radial Bed Adsorption Equipment
22-44 13 51 |  |  |  | Thermal Oxidation Equipment
22-44 13 53 |  |  |  | Catalytic Oxidation Equipment
22-44 13 56 |  |  |  | Flare Oxidation Equipment
22-44 13 59 |  |  |  | Claus Sulfur Recovery Equipment
22-44 13 71 |  |  |  | Thermal Reduction Equipment
22-44 13 73 |  |  |  | Catalytic Reduction Equipment
22-44 13 76 |  |  |  | Non-catalytic Reduction Equipment
22-44 13 77 |  |  |  | Selective Non-catalytic Reduction Equipment
22-44 13 81 |  |  |  | Condensation Systems
22-44 13 83 |  |  |  | Contact Condensing Equipment
22-44 13 86 |  |  |  | Solvent Recovery Equipment
22-44 13 91 |  |  |  | Biofilter Media
22-44 13 93 |  |  |  | Fixed Bed Biofilter Equipment
22-44 13 96 |  |  |  | Fixed Bed Biotrickling Filter Equipment
22-44 13 97 |  |  |  | Fixed Bed Bioscrubbing Equipment
22-44 20 00 |  | Noise Pollution Control
22-44 21 00 |  |  | Noise Pollution Control Equipment
22-44 21 13 |  |  |  | Fixed Noise Abatement Barriers
22-44 21 16 |  |  |  | Flexible Noise Abatement Barriers
22-44 21 19 |  |  |  | Portable Noise Abatement Barriers
22-44 21 23 |  |  |  | Noise Pollution Silencers
22-44 21 26 |  |  |  | Frequency Cancellers
22-44 30 00 |  | Odor Control
22-44 31 00 |  |  | Odor Treatment Equipment
22-44 31 11 |  |  |  | Wet Chemical Packed Tower Odor Control Equipment
22-44 31 13 |  |  |  | Chemical Mist System Odor Control Equipment
22-44 31 16 |  |  |  | Activated Carbon Adsorption Odor Control Equipment
22-44 31 19 |  |  |  | Packaged Odor Control Systems
22-44 31 21 |  |  |  | Odor Control Biofilters
22-44 31 28 |  |  |  | Odor Control Biofilter Aeration Floor
22-44 31 29 |  |  |  | Odor Control Biofilter Media
22-44 31 31 |  |  |  | Odor Control Biotrickling Filter Equipment
22-44 31 33 |  |  |  | Odor Control Bioscrubbing Equipment
22-44 31 41 |  |  |  | Odor Control Vapor Combustion Equipment
22-44 31 83 |  |  |  | Adjusting and Balancing Odor Control Systems
22-44 32 00 |  |  | Odor Dispersing and Masking/Counteracting Equipment
22-44 32 13 |  |  |  | Odor Dispersing Exhaust Stacks
22-44 32 13 13 |  |  |  |  | Fan-equipped Odor Dispersing Exhaust Stacks
22-44 32 23 |  |  |  | Odor Masking/Counteracting Equipment
22-44 40 00 |  | Water Pollution Control Equipment
22-44 41 00 |  |  | Water Pollution Containment and Cleanup Equipment
22-44 41 13 |  |  |  | Spill Cleanup
22-44 41 21 |  |  |  | Containment Booms
22-44 41 23 |  |  |  | Marine Spill Accessories
22-44 41 31 |  |  |  | Spill Decks
22-44 41 32 |  |  |  | Drum Containment Units
22-44 41 33 |  |  |  | Containment Pallets
22-44 41 34 |  |  |  | Prefabricated Spill Containment Curbing
22-44 41 36 |  |  |  | Prefabricated Spill Containment Berms
22-44 41 37 |  |  |  | Prefabricated Berms for Tank Containment
22-44 41 41 |  |  |  | Collapsible Storage Tanks
22-44 50 00 |  | Solid Waste Control and Reuse
22-44 51 00 |  |  | Solid Waste Collection, Transfer, and Hauling Equipment
22-44 51 13 |  |  |  | Solid Waste Portable Containers
22-44 51 16 |  |  |  | Solid Waste Stationary Containers
22-44 51 23 |  |  |  | Solid Waste Transfer Trailers
22-44 53 00 |  |  | Solid Waste Processing Equipment
22-44 53 11 |  |  |  | Live-floor Storage Bins
22-44 53 13 |  |  |  | Refuse Cranes and Accessories
22-44 53 16 |  |  |  | Solid Waste Screens
22-44 53 21 |  |  |  | Car Crushers
22-44 53 23 |  |  |  | Shears and Guillotines
22-44 53 26 |  |  |  | Shredders and Grinders
22-44 53 27 |  |  |  | Perforators
22-44 53 31 |  |  |  | Bag Breakers
22-44 53 33 |  |  |  | Granulators
22-44 53 36 |  |  |  | Crumb Rubber Systems
22-44 53 39 |  |  |  | Briquetters
22-44 53 41 |  |  |  | Vibratory Table Separation Equipment
22-44 53 43 |  |  |  | Ferrous Metals Separation Equipment
22-44 53 44 |  |  |  | Eddy Current Separators
22-44 53 46 |  |  |  | Single-stream Materials Separation Equipment
22-44 53 49 |  |  |  | Ballistic Separators
22-44 53 51 |  |  |  | Air Classifying Equipment
22-44 53 52 |  |  |  | Air Knives
22-44 53 53 |  |  |  | Optical Sorting Equipment
22-44 53 56 |  |  |  | Packaged Sorting Stations
22-44 53 59 |  |  |  | Packaged Reclaimer Stations
22-44 53 61 |  |  |  | Solid Waste Compactors
22-44 53 63 |  |  |  | Solid Waste Baling Equipment
22-44 53 64 |  |  |  | Bagging Equipment
22-44 53 66 |  |  |  | Wrappers
22-44 53 73 |  |  |  | Solid Waste Liquid Extraction Equipment
22-44 55 00 |  |  | Composting Equipment
22-44 55 11 |  |  |  | Electromechanical Composters
22-44 55 13 |  |  |  | Compost Screening Equipment
22-44 55 16 |  |  |  | Compost Shredding Equipment
22-44 55 23 |  |  |  | Compost Pile Turning Equipment
22-44 55 26 |  |  |  | Compost Mixing and Blending Equipment
22-44 55 33 |  |  |  | In-vessel Composing Equipment
22-44 55 43 |  |  |  | Compost Pad System
22-44 55 73 |  |  |  | Compost Liquid Extraction Equipment
22-44 60 00 |  | Waste Thermal Processing Equipment
22-44 61 00 |  |  | Waste-to-Energy Plants
22-44 61 13 |  |  |  | Waste Receiving, Management, and Feed Equipment
22-44 61 16 |  |  |  | Mass Burn Combustion Equipment
22-44 61 23 |  |  |  | Refuse-derived Fuel Feed Equipment
22-44 61 26 |  |  |  | Refuse-derived Fuel Combustion Equipment
22-44 61 29 |  |  |  | Modular Combustion System Equipment
22-44 61 31 |  |  |  | Ash Handling Equipment
22-44 61 33 |  |  |  | Post-combustion Ferrous Metals Recovery Equipment
22-44 61 36 |  |  |  | Post-combustion Non-ferrous Metals Recovery Equipment
22-44 62 00 |  |  | Fluidized Bed Combustion Equipment
22-44 63 00 |  |  | Rotary Kiln Incinerators
22-44 64 00 |  |  | Gasification Equipment
22-44 64 13 |  |  |  | Counter-current Fixed Bed Gasification Equipment
22-44 64 23 |  |  |  | Co-current Fixed Bed Gasification Equipment
22-44 64 33 |  |  |  | Fluidized Bed Gasification Equipment
22-44 64 43 |  |  |  | Entrained Flow Gasification Equipment
22-44 64 53 |  |  |  | Plasma Arc Gasification Equipment
22-44 65 00 |  |  | Pyrolysis Equipment
22-44 66 00 |  |  | Hazardous Waste and Medical Waste Incinerators
22-44 67 00 |  |  | Heat Recovery Equipment for Waste Thermal Processing
22-44 68 00 |  |  | Synthesis Gas Cleanup and Handling Equipment
22-45 00 00 | Industry-Specific Manufacturing Equipment
22-45 05 00 |  |  | Common Work Results for Industry-Specific Manufacturing Equipment
22-45 05 05 |  |  |  | Selective Demolition for Industry-Specific Manufacturing Equipment
22-45 08 00 |  |  | Commissioning of Industry-Specific Manufacturing Equipment
22-45 11 00 |  |  | Oil and Gas Extraction Equipment
22-45 11 01 |  |  |  | Operation and Maintenance of Oil and Gas Extraction Equipment
22-45 11 10 |  |  |  | User-Defined Oil and Gas Extraction Equipment
22-45 13 00 |  |  | Mining Machinery and Equipment
22-45 13 01 |  |  |  | Operation and Maintenance of Mining Machinery and Equipment
22-45 13 10 |  |  |  | User-Defined Mining Machinery and Equipment
22-45 15 00 |  |  | Food Manufacturing Equipment
22-45 15 01 |  |  |  | Operation and Maintenance of Food Manufacturing Equipment
22-45 15 10 |  |  |  | User-Defined Food Manufacturing Equipment
22-45 17 00 |  |  | Beverage and Tobacco Manufacturing Equipment
22-45 17 01 |  |  |  | Operation and Maintenance of Beverage and Tobacco Manufacturing Equipment
22-45 17 10 |  |  |  | User-Defined Beverage and Tobacco Manufacturing Equipment
22-45 19 00 |  |  | Textiles and Apparel Manufacturing Equipment
22-45 19 01 |  |  |  | Operation and Maintenance of Textiles and Apparel Manufacturing Equipment
22-45 19 10 |  |  |  | User-Defined Textiles and Apparel Manufacturing Equipment
22-45 21 00 |  |  | Leather and Allied Product Manufacturing Equipment
22-45 21 01 |  |  |  | Operation and Maintenance of Leather and Allied Product Manufacturing Equipment
22-45 21 10 |  |  |  | User-Defined Leather and Allied Product Manufacturing Equipment
22-45 23 00 |  |  | Wood Product Manufacturing Equipment
22-45 23 01 |  |  |  | Operation and Maintenance of Wood Product Manufacturing Equipment
22-45 23 10 |  |  |  | User-Defined Wood Product Manufacturing Equipment
22-45 25 00 |  |  | Paper Manufacturing Equipment
22-45 25 01 |  |  |  | Operation and Maintenance of Paper Manufacturing Equipment
22-45 25 10 |  |  |  | User-Defined Paper Manufacturing Equipment
22-45 27 00 |  |  | Printing and Related Manufacturing Equipment
22-45 27 01 |  |  |  | Operation and Maintenance of Printing and Related Manufacturing Equipment
22-45 27 10 |  |  |  | User-Defined Printing and Related Manufacturing Equipment
22-45 29 00 |  |  | Petroleum and Coal Products Manufacturing Equipment
22-45 29 01 |  |  |  | Operation and Maintenance of Petroleum and Coal Products Manufacturing Equipment
22-45 29 10 |  |  |  | User-Defined Petroleum and Coal Products Manufacturing Equipment
22-45 31 00 |  |  | Chemical Manufacturing Equipment
22-45 31 01 |  |  |  | Operation and Maintenance of Chemical Manufacturing Equipment
22-45 31 10 |  |  |  | User-Defined Chemical Manufacturing Equipment
22-45 33 00 |  |  | Plastics and Rubber Manufacturing Equipment
22-45 33 01 |  |  |  | Operation and Maintenance of Plastics and Rubber Manufacturing Equipment
22-45 33 10 |  |  |  | User-Defined Plastics and Rubber Manufacturing Equipment
22-45 35 00 |  |  | Nonmetallic Mineral Product Manufacturing Equipment
22-45 35 01 |  |  |  | Operation and Maintenance of Nonmetallic Mineral Product Manufacturing Equipment
22-45 35 10 |  |  |  | User-Defined Nonmetallic Mineral Product Manufacturing Equipment
22-45 37 00 |  |  | Primary Metal Manufacturing Equipment
22-45 37 01 |  |  |  | Operation and Maintenance of Primary Metal Manufacturing Equipment
22-45 37 10 |  |  |  | User-Defined Primary Metal Manufacturing Equipment
22-45 39 00 |  |  | Fabricated Metal Product Manufacturing Equipment
22-45 39 01 |  |  |  | Operation and Maintenance of Fabricated Metal Product Manufacturing Equipment
22-45 39 10 |  |  |  | User-Defined Fabricated Metal Product Manufacturing Equipment
22-45 41 00 |  |  | Machinery Manufacturing Equipment
22-45 41 01 |  |  |  | Operation and Maintenance of Machinery Manufacturing Equipment
22-45 41 10 |  |  |  | User-Defined Machinery Manufacturing Equipment
22-45 43 00 |  |  | Computer and Electronic Product Manufacturing Equipment
22-45 43 01 |  |  |  | Operation and Maintenance of Computer and Electronic Product Manufacturing Equipment
22-45 43 10 |  |  |  | User-Defined Computer and Electronic Product Manufacturing Equipment
22-45 45 00 |  |  | Electrical Equipment, Appliance, and Component Manufacturing Equipment
22-45 45 01 |  |  |  | Operation and Maintenance of Electrical Equipment, Appliance, and Component Manufacturing Equipment
22-45 45 10 |  |  |  | User-Defined Electrical Equipment, Appliance, and Component Manufacturing Equipment
22-45 47 00 |  |  | Transportation Manufacturing Equipment
22-45 47 01 |  |  |  | Operation and Maintenance of Transportation Manufacturing Equipment
22-45 47 10 |  |  |  | User-Defined Transportation Manufacturing Equipment
22-45 49 00 |  |  | Furniture and Related Product Manufacturing Equipment
22-45 49 01 |  |  |  | Operation and Maintenance of Furniture and Related Product Manufacturing Equipment
22-45 49 10 |  |  |  | User-Defined Furniture and Related Product Manufacturing Equipment
22-45 52 00 |  |  | User-Defined Other Manufacturing Equipment
22-45 53 00 |  |  | Biopharmaceutical Manufacturing Equipment
22-46 00 00 | Water and Wastewater Equipment
22-46 01 00 |  |  | Operation and Maintenance of Water and Wastewater Equipment
22-46 01 07 |  |  |  | Operation and Maintenance of Packaged Treatment Equipment
22-46 01 20 |  |  |  | Operation and Maintenance of Preliminary Treatment Equipment
22-46 01 30 |  |  |  | Operation and Maintenance of Chemical Feed Equipment
22-46 01 40 |  |  |  | Operation and Maintenance of Clarification and Mixing Equipment
22-46 01 50 |  |  |  | Operation and Maintenance of Secondary Treatment Equipment
22-46 01 60 |  |  |  | Operation and Maintenance of Advanced Treatment Equipment
22-46 01 70 |  |  |  | Operation and Maintenance of Residuals Handling and Treatment
22-46 05 00 |  |  | Common Work Results for Water and Wastewater Equipment
22-46 05 05 |  |  |  | Selective Demolition for Water and Wastewater Equipment
22-46 07 00 |  |  | Packaged Water and Wastewater Treatment Equipment
22-46 07 13 |  |  |  | Packaged Water Treatment Equipment
22-46 07 53 |  |  |  | Packaged Wastewater Treatment Equipment
22-46 08 00 |  |  | Commissioning of Water and Wastewater Equipment
22-46 08 07 |  |  |  | Commissioning of Packaged Treatment Equipment
22-46 08 20 |  |  |  | Commissioning of Preliminary Treatment Equipment
22-46 08 30 |  |  |  | Commissioning of Chemical Feed Equipment
22-46 08 40 |  |  |  | Commissioning of Clarification and Mixing Equipment
22-46 08 50 |  |  |  | Commissioning of Secondary Treatment Equipment
22-46 08 60 |  |  |  | Commissioning of Advanced Treatment Equipment
22-46 08 70 |  |  |  | Commissioning of Residuals Handling and Treatment
22-46 20 00 |  | Water and Wastewater Preliminary Treatment Equipment
22-46 21 00 |  |  | Screening Equipment
22-46 21 11 |  |  |  | Climber-type Bar Screens
22-46 21 13 |  |  |  | Chain-and-Rake Bar Screens
22-46 21 16 |  |  |  | Flexible Rake Bar Screens
22-46 21 17 |  |  |  | Catenary Bar Screens
22-46 21 19 |  |  |  | Continuous Belt Screens
22-46 21 23 |  |  |  | Cylindrical Bar Screens
22-46 21 26 |  |  |  | Step Screens
22-46 21 33 |  |  |  | Rotary Drum Screens
22-46 21 39 |  |  |  | Spiral Screens
22-46 21 43 |  |  |  | Band Screens
22-46 21 46 |  |  |  | Disc Screens
22-46 21 51 |  |  |  | Traveling Water Screens
22-46 21 53 |  |  |  | Perforated Plate Screens
22-46 21 56 |  |  |  | Wedge Wire Screens
22-46 21 57 |  |  |  | Element Screens
22-46 21 71 |  |  |  | Trash Raking Equipment
22-46 21 73 |  |  |  | Screenings Washing and Compacting Equipment
22-46 21 76 |  |  |  | Vacuum Screenings Conveying Equipment
22-46 21 79 |  |  |  | Screenings Storage Containers
22-46 21 83 |  |  |  | Septage Receiving Equipment
22-46 23 00 |  |  | Grit Removal and Handling Equipment
22-46 23 13 |  |  |  | Chain-and-Bucket Grit Removal Equipment
22-46 23 16 |  |  |  | Chain-and-Flight Grit Removal Equipment
22-46 23 23 |  |  |  | Vortex Grit Removal Equipment
22-46 23 27 |  |  |  | Cyclone Degritters
22-46 23 33 |  |  |  | Aerated Grit Removal Equipment
22-46 23 43 |  |  |  | Inline Baffled Grit Removal Equipment
22-46 23 53 |  |  |  | Traveling Bridge Grit Removal Equipment
22-46 23 63 |  |  |  | Grit Classifying and Washing Equipment
22-46 23 66 |  |  |  | Grit Storage Containers
22-46 24 00 |  |  | Grinding and Shredding Equipment
22-46 24 13 |  |  |  | Macerators
22-46 24 16 |  |  |  | Comminutors
22-46 24 23 |  |  |  | Inline Grinders
22-46 24 33 |  |  |  | Open-channel Grinders
22-46 24 36 |  |  |  | Modular Grinding-Screening-Compacting Equipment
22-46 25 00 |  |  | Oil and Grease Separation and Removal Equipment
22-46 25 13 |  |  |  | Coalescing Oil-Water Separators
22-46 25 16 |  |  |  | API Oil-Water Separators
22-46 25 23 |  |  |  | Grease Traps
22-46 25 33 |  |  |  | Dissolved Air Flotation Grease and Oil Separation Equipment
22-46 25 41 |  |  |  | Helical Scum Skimming and Removal Equipment
22-46 25 43 |  |  |  | Tipping Trough Scum Skimming and Removal Equipment
22-46 25 46 |  |  |  | Chain and Flight Scum Collection and Removal Equipment
22-46 25 47 |  |  |  | Floating Scum Skimming and Removal Equipment
22-46 30 00 |  | Water and Wastewater Chemical Feed Equipment
22-46 31 00 |  |  | Gas Chemical Feed Equipment
22-46 31 11 |  |  |  | Chlorine Gas Feed Equipment
22-46 31 13 |  |  |  | Sulfur Dioxide Gas Feed Equipment
22-46 31 16 |  |  |  | Ammonia Gas Feed Equipment
22-46 31 23 |  |  |  | Gas Storage, Weighing, and Leak Detection Equipment
22-46 31 26 |  |  |  | Emergency Gas Treatment Systems
22-46 31 33 |  |  |  | Chlorine Dioxide Reactors
22-46 31 43 |  |  |  | Carbon Dioxide Gas Feed Equipment
22-46 31 53 |  |  |  | Ozone Generating and Feed Equipment
22-46 31 56 |  |  |  | Liquid Oxygen Storage and Feed Equipment
22-46 31 59 |  |  |  | Cleaning Requirements for Oxygen Service
22-46 31 83 |  |  |  | Gas Chemical Feed Accessories and Safety Equipment
22-46 33 00 |  |  | Liquid Chemical Feed Equipment
22-46 33 13 |  |  |  | Sodium Hypochlorite Generating Equipment
22-46 33 23 |  |  |  | Liquid Chemical Weighing Equipment
22-46 33 33 |  |  |  | Polymer Blending and Feed Equipment
22-46 33 41 |  |  |  | Liquid Chemical Feed System Coordination and Integration
22-46 33 42 |  |  |  | Diaphragm-type Metering Pumps
22-46 33 44 |  |  |  | Peristaltic Metering Pumps
22-46 33 46 |  |  |  | Progressing Cavity Metering Pumps
22-46 33 48 |  |  |  | Lobe Metering Pumps
22-46 33 53 |  |  |  | Drum Pumps
22-46 33 66 |  |  |  | Liquid Chemical Transfer Pumps
22-46 33 73 |  |  |  | Liquid Chemical Diffusers
22-46 33 83 |  |  |  | Liquid Chemical Feed Accessories and Safety Equipment
22-46 36 00 |  |  | Dry Chemical Feed Equipment
22-46 36 11 |  |  |  | Dry Chemical Feed System Coordination and Integration
22-46 36 13 |  |  |  | Storage Silos
22-46 36 23 |  |  |  | Dry Chemical Weighing Equipment
22-46 36 33 |  |  |  | Volumetric Feed Equipment
22-46 36 36 |  |  |  | Gravimetric Feed Equipment
22-46 36 43 |  |  |  | Lime Slaking Equipment
22-46 36 53 |  |  |  | Chemical Tablet Feeding Equipment
22-46 36 83 |  |  |  | Dry Chemical Feed Accessories and Safety Equipment
22-46 40 00 |  | Water and Wastewater Clarification and Mixing Equipment
22-46 41 00 |  |  | Mixing Equipment
22-46 41 11 |  |  |  | Rapid Mixers
22-46 41 13 |  |  |  | Inline Blender-type Rapid Mixers
22-46 41 16 |  |  |  | Induction-type Rapid Mixing Equipment
22-46 41 17 |  |  |  | Inline Static Mixers
22-46 41 21 |  |  |  | Jet Mixing Equipment
22-46 41 23 |  |  |  | Submersible Mixers
22-46 41 26 |  |  |  | Floating Mechanical Mixers
22-46 41 27 |  |  |  | Paddle Mixers
22-46 41 29 |  |  |  | Pin Mixers
22-46 41 31 |  |  |  | Vertical Reel Flocculation Equipment
22-46 41 33 |  |  |  | Horizontal Reel Flocculation Equipment
22-46 41 34 |  |  |  | Vertical Turbine Flocculation Equipment
22-46 41 36 |  |  |  | Walking-beam Flocculation Equipment
22-46 41 38 |  |  |  | Horizontal Oscillating Flocculation Equipment
22-46 41 41 |  |  |  | Top-entering Tank Mixers
22-46 41 43 |  |  |  | Side-entry Tank Mixers
22-46 41 46 |  |  |  | Portable Tank Mixers
22-46 43 00 |  |  | Clarifier Equipment
22-46 43 11 |  |  |  | Chain-and-Flight Clarifier Equipment
22-46 43 14 |  |  |  | Traveling Bridge Clarifier Equipment
22-46 43 16 |  |  |  | Differential Head Clarifier Equipment
22-46 43 18 |  |  |  | Oscillating Scraper-type Clarifier Equipment
22-46 43 21 |  |  |  | Circular Clarifier Equipment
22-46 43 53 |  |  |  | Solids Contact Clarifier Equipment
22-46 43 61 |  |  |  | Flocculating Clarifier, Pulsating Sludge Blanket Type
22-46 43 63 |  |  |  | Dissolved Air Flotation Equipment for Water Treatment
22-46 43 66 |  |  |  | Ballasted High-rate Clarifier Equipment
22-46 43 67 |  |  |  | High Rate Clarification/Thickening Equipment
22-46 43 73 |  |  |  | Tube Settlers
22-46 43 76 |  |  |  | Inclined Plate Settlers
22-46 46 00 |  |  | Sediment Removal Equipment
22-46 46 13 |  |  |  | Tipping Sediment Flushing Tanks
22-46 46 16 |  |  |  | Flushing Gates
22-46 46 23 |  |  |  | Water Cannon
22-46 46 26 |  |  |  | Nozzle Systems
22-46 50 00 |  | Water and Wastewater Secondary Treatment Equipment
22-46 51 00 |  |  | Air and Gas Diffusion Equipment
22-46 51 11 |  |  |  | Fixed Mechanical Aerators
22-46 51 13 |  |  |  | Floating Mechanical Aerators
22-46 51 16 |  |  |  | Submersible Aspirating Aerator Equipment
22-46 51 17 |  |  |  | Jet Aeration Equipment
22-46 51 21 |  |  |  | Coarse Bubble Diffusers
22-46 51 23 |  |  |  | Swing-type Channel Aeration Equipment
22-46 51 26 |  |  |  | Shear Box Diffusers
22-46 51 31 |  |  |  | Flexible Membrane Tube Diffusers
22-46 51 33 |  |  |  | Flexible Membrane Disc Diffusers
22-46 51 36 |  |  |  | Ceramic Disc Fine Bubble Diffusers
22-46 51 43 |  |  |  | Floating Membrane Diffusers
22-46 51 46 |  |  |  | Membrane Diffusers
22-46 51 53 |  |  |  | Cascading Aerators
22-46 51 63 |  |  |  | Pure-oxygen Generating Equipment
22-46 53 00 |  |  | Biological Treatment Systems
22-46 53 13 |  |  |  | Rotating Biological Contactors
22-46 53 23 |  |  |  | Trickling Filter Rotary Distributor Equipment
22-46 53 24 |  |  |  | Trickling Filter Media
22-46 53 26 |  |  |  | Bio-towers
22-46 53 33 |  |  |  | Moving-bed Biological Reactors
22-46 53 36 |  |  |  | Integrated Fixed-film Activated Sludge Equipment
22-46 53 41 |  |  |  | Intermittent Sand Filters for Wastewater Treatment
22-46 53 43 |  |  |  | Deep-bed Denitrification Filters
22-46 53 46 |  |  |  | Biologically Activated Filters
22-46 53 49 |  |  |  | Membrane Biological Reactors
22-46 53 53 |  |  |  | Sequencing Batch Reactors
22-46 53 61 |  |  |  | Oxidation Ditch Equipment
22-46 53 63 |  |  |  | Vertical Loop Reactors
22-46 60 00 |  | Water and Wastewater Advanced Treatment Equipment
22-46 61 00 |  |  | Filtration Equipment
22-46 61 13 |  |  |  | Filter Media
22-46 61 16 |  |  |  | Filter Surface Wash Agitators
22-46 61 17 |  |  |  | Filter Air Scour Equipment
22-46 61 19 |  |  |  | Wash Water Troughs
22-46 61 21 |  |  |  | Pressure Filters
22-46 61 23 |  |  |  | Gravity Filters
22-46 61 26 |  |  |  | High-rate Sand Filters
22-46 61 29 |  |  |  | Traveling Bridge Filters
22-46 61 33 |  |  |  | Microfiltration and Ultrafiltration Membrane Equipment
22-46 61 41 |  |  |  | Disc Cloth Filters
22-46 61 43 |  |  |  | Rotary Drum Cloth Filters
22-46 61 46 |  |  |  | Automatic Backwash Cloth Filter Equipment
22-46 61 53 |  |  |  | Cartridge Filters
22-46 61 63 |  |  |  | Bag Filters
22-46 61 73 |  |  |  | Automatic Straining Equipment
22-46 63 00 |  |  | Demineralization Equipment
22-46 63 11 |  |  |  | Ion-exchange Vessel Media
22-46 63 13 |  |  |  | Mixed Bed Ion-exchange Vessel Systems
22-46 63 16 |  |  |  | Packed Bed Ion-exchange Vessel Systems
22-46 63 17 |  |  |  | Electrodialysis Reversal Equipment
22-46 63 23 |  |  |  | Reverse-Osmosis and Nanofiltration Membrane Equipment
22-46 63 31 |  |  |  | Multiple-effect Distillation Equipment
22-46 63 32 |  |  |  | Water Vapor Compression Distillation Equipment
22-46 63 33 |  |  |  | Desalination Mechanical Vapor Compression Equipment
22-46 63 34 |  |  |  | Desalination Thermal Vapor Compression Equipment
22-46 63 36 |  |  |  | Desalination Multi-stage Flash Equipment
22-46 63 41 |  |  |  | Desalination Falling Film Evaporators
22-46 63 43 |  |  |  | Desalination Rising Film Evaporators
22-46 63 53 |  |  |  | Desalination Forced-circulation Crystallizing Equipment
22-46 63 63 |  |  |  | Desalination Spray Dry Evaporation Equipment
22-46 63 73 |  |  |  | Demineralization Energy Recovery Equipment
22-46 66 00 |  |  | Ultraviolet Equipment
22-46 66 13 |  |  |  | Closed-vessel Low-pressure/Low-intensity Ultraviolet Treatment Equipment
22-46 66 16 |  |  |  | Closed-vessel Low-pressure/High-intensity Ultraviolet Treatment Equipment
22-46 66 23 |  |  |  | Closed-vessel Medium-pressure Ultraviolet Treatment Equipment
22-46 66 53 |  |  |  | Open-channel Low-pressure/Low-intensity Ultraviolet Treatment Equipment
22-46 66 56 |  |  |  | Open-channel Low-pressure/High-intensity Ultraviolet Treatment Equipment
22-46 66 63 |  |  |  | Open-channel Medium-pressure Ultraviolet Treatment Equipment
22-46 70 00 |  | Water and Wastewater Residuals Handling and Treatment
22-46 71 00 |  |  | Residuals Thickening Equipment
22-46 71 13 |  |  |  | Circular Gravity Thickeners
22-46 71 16 |  |  |  | Gravity Belt Thickeners
22-46 71 23 |  |  |  | Dissolved Air Flotation Thickening Equipment
22-46 71 33 |  |  |  | Rotary Drum Thickening Equipment
22-46 71 36 |  |  |  | Centrifuge Thickening Equipment
22-46 71 43 |  |  |  | Disc Thickeners
22-46 71 46 |  |  |  | Thickening Screw Press
22-46 71 53 |  |  |  | Scum Concentrator Equipment
22-46 73 00 |  |  | Residuals Stabilization
22-46 73 11 |  |  |  | Radial Beam Fixed Digester Covers
22-46 73 12 |  |  |  | Dual Deck Truss-type Fixed Digester Covers
22-46 73 14 |  |  |  | Radial Beam Floating Digester Covers
22-46 73 16 |  |  |  | Dual Deck Truss-type Floating Digester Covers
22-46 73 17 |  |  |  | Radial Beam Floating Gas-holding Digester Covers
22-46 73 18 |  |  |  | Dual Deck Truss-type Floating Gas-holding Digester Covers
22-46 73 19 |  |  |  | Digester Appurtenances
22-46 73 21 |  |  |  | Aerobic Digester Aeration Equipment
22-46 73 24 |  |  |  | Autothermal Thermophilic Aerobic Digestion Equipment
22-46 73 26 |  |  |  | Egg-shaped Digesters
22-46 73 31 |  |  |  | External Draft Tube Digester Mixing System
22-46 73 32 |  |  |  | Internal Draft Tube Digester Mixing System
22-46 73 33 |  |  |  | Confined Gas Mixing System
22-46 73 34 |  |  |  | Unconfined Gas Mixing System
22-46 73 41 |  |  |  | Digester Heating Equipment
22-46 73 63 |  |  |  | Residuals Pasteurization Equipment
22-46 76 00 |  |  | Residuals Dewatering Equipment
22-46 76 13 |  |  |  | Vacuum Filters
22-46 76 21 |  |  |  | Belt Filter Presses
22-46 76 23 |  |  |  | Plate-and-Frame Filter Presses
22-46 76 26 |  |  |  | Rotary Presses
22-46 76 27 |  |  |  | Screw Presses
22-46 76 33 |  |  |  | Dewatering Centrifuges
22-46 76 53 |  |  |  | Belt Dryers
22-46 76 60 |  |  |  | Direct-heat Residuals Drying Equipment
22-46 76 70 |  |  |  | Indirect-heat Residuals Drying Equipment
22-46 78 00 |  |  | Thermal Treatment of Residuals
22-46 78 13 |  |  |  | Multiple-hearth Sludge Incinerators
22-46 78 23 |  |  |  | Fluidized-bed Sludge Incinerators
22-46 78 33 |  |  |  | Ash Handling Equipment
22-46 78 41 |  |  |  | Recuperative Air Preheating Equipment
22-46 78 46 |  |  |  | Regenerative Thermal Oxidizers
22-46 78 47 |  |  |  | Waste Heat Recovery Boilers
22-46 78 49 |  |  |  | Waste Heat Recovery Heat Exchangers
22-46 78 73 |  |  |  | Thermal Oxidation Equipment
22-48 00 00 | Electrical Power Generation
22-48 01 00 |  |  | Operation and Maintenance for Electrical Power Generation
22-48 01 10 |  |  |  | Operation and Maintenance of Electrical Power Generation Equipment
22-48 01 70 |  |  |  | Operation and Maintenance of Electrical Power Generation Testing
22-48 05 00 |  |  | Common Work Results for Electrical Power Generation
22-48 05 05 |  |  |  | Selective Demolition for Electrical Power Generation
22-48 08 00 |  |  | Commissioning of Electrical Power Generation
22-48 09 00 |  |  | Instrumentation and Control for Electrical Power Generation
22-48 10 00 |  | Electrical Power Generation Equipment
22-48 11 00 |  |  | Fossil Fuel Plant Electrical Power Generation Equipment
22-48 11 13 |  |  |  | Fossil Fuel Electrical Power Plant Boilers
22-48 11 16 |  |  |  | Fossil Fuel Electrical Power Plant Condensers
22-48 11 19 |  |  |  | Fossil Fuel Electrical Power Plant Steam Turbines
22-48 11 23 |  |  |  | Fossil Fuel Electrical Power Plant Gas Turbines
22-48 11 26 |  |  |  | Fossil Fuel Electrical Power Plant Generators
22-48 12 00 |  |  | Nuclear Fuel Plant Electrical Power Generation Equipment
22-48 12 13 |  |  |  | Nuclear Fuel Reactors
22-48 12 13 13 |  |  |  |  | Nuclear Fuel Fission Reactors
22-48 12 13 16 |  |  |  |  | Nuclear Fuel Fusion Reactors
22-48 12 23 |  |  |  | Nuclear Fuel Electrical Power Plant Steam Generators
22-48 12 26 |  |  |  | Nuclear Fuel Electrical Power Plant Condensers
22-48 12 29 |  |  |  | Nuclear Fuel Electrical Power Plant Turbines
22-48 12 33 |  |  |  | Nuclear Fuel Electrical Power Generators
22-48 13 00 |  |  | Hydroelectric Plant Electrical Power Generation Equipment
22-48 13 13 |  |  |  | Hydroelectric Power Plant Water Turbines
22-48 13 16 |  |  |  | Hydroelectric Power Plant Electrical Power Generators
22-48 14 00 |  |  | Solar Energy Electrical Power Generation Equipment
22-48 14 13 |  |  |  | Solar Energy Collectors
22-48 14 13 13 |  |  |  |  | Amorphous Solar Energy Collectors
22-48 14 13 16 |  |  |  |  | Plate Cell Solar Energy Collectors
22-48 14 13 19 |  |  |  |  | Vacuum Tube Solar Energy Collectors
22-48 15 00 |  |  | Wind Energy Electrical Power Generation Equipment
22-48 15 13 |  |  |  | Wind Turbines
22-48 15 16 |  |  |  | Wind Energy Electrical Power Generators
22-48 16 00 |  |  | Geothermal Energy Electrical Power Generation Equipment
22-48 16 13 |  |  |  | Geothermal Energy Heat Pumps
22-48 16 16 |  |  |  | Geothermal Energy Condensers
22-48 16 19 |  |  |  | Geothermal Energy Steam Turbines
22-48 16 23 |  |  |  | Geothermal Energy Electrical Power Generators
22-48 17 00 |  |  | Electrochemical Energy Electrical Power Generation Equipment
22-48 17 13 |  |  |  | Electrical Power Generation Batteries
22-48 18 00 |  |  | Fuel Cell Electrical Power Generation Equipment
22-48 18 13 |  |  |  | Electrical Power Generation Fuel Cells
22-48 18 16 |  |  |  | Hydrogen Control Equipment
22-48 19 00 |  |  | Electrical Power Control Equipment
22-48 19 13 |  |  |  | Electrical Power Generation Battery Charging Equipment
22-48 19 16 |  |  |  | Electrical Power Generation Inverters
22-48 19 19 |  |  |  | Electrical Power Generation Solar Tracking Equipment
22-48 19 23 |  |  |  | Electrical Power Generation Transformers
22-48 19 26 |  |  |  | Electrical Power Generation Voltage Regulators
22-48 30 00 |  | Combined Heat and Power Generation
22-48 31 00 |  |  | Combustion Combined Heat and Power Generation
22-48 31 13 |  |  |  | Natural Gas-Fueled Combined Heat and Power Generation
22-48 31 16 |  |  |  | Biomass-Fueled Combined Heat and Power Generation
22-48 70 00 |  | Electrical Power Generation Testing
22-48 71 00 |  |  | Electrical Power Generation Test Equipment
22-48 71 13 |  |  |  | Electrical Power Generation Corona Test Equipment
22-48 71 16 |  |  |  | Electrical Power Generation Current Test Equipment
22-48 71 19 |  |  |  | Electrical Power Generation Power Test Equipment
22-48 71 23 |  |  |  | Electrical Power Generation Resistance Test Equipment
22-48 71 26 |  |  |  | Electrical Power Generation Voltage Test Equipment

## Table 22 FLAT
OmniClass® Copyright © 2022, Construction Specifications Institute, Alexandria, VA All rights reserved.
2022-08-15 Final - Consensus Candidate OmniClass Table 22 - Work Results
OmniClass Number | OmniClass Title
22-00 00 00 | Procurement and Contracting Requirements
22-00 01 01 | Project Title Page
22-00 01 03 | Project Directory
22-00 01 05 | Certifications Page
22-00 01 07 | Seals Page
22-00 01 10 | Table of Contents
22-00 01 15 | List of Drawing Sheets
22-00 01 20 | List of Schedules
22-00 10 00 | Solicitation
22-00 11 00 | Advertisements and Invitations
22-00 11 13 | Advertisement for Bids
22-00 11 15 | Advertisement for Prequalification of Bidders
22-00 11 16 | Invitation to Bid
22-00 11 19 | Request for Proposal
22-00 11 53 | Request for Qualifications
22-00 20 00 | Instructions for Procurement
22-00 21 00 | Instructions
22-00 21 13 | Instructions to Bidders
22-00 21 16 | Instructions to Proposers
22-00 22 00 | Supplementary Instructions
22-00 22 13 | Supplementary Instructions to Bidders
22-00 22 16 | Supplementary Instructions to Proposers
22-00 23 00 | Procurement Definitions
22-00 24 00 | Procurement Scopes
22-00 24 13 | Scopes of Bids
22-00 24 13 13 | Scopes of Bids (Multiple Contracts)
22-00 24 13 16 | Scopes of Bids (Multiple-Prime Contract)
22-00 24 16 | Scopes of Proposals
22-00 24 16 13 | Scopes of Proposals (Multiple Contracts)
22-00 24 16 16 | Scopes of Proposals (Multiple-Prime Contract)
22-00 25 00 | Procurement Meetings
22-00 25 13 | Pre-Bid Meetings
22-00 25 16 | Pre-Proposal Meetings
22-00 26 00 | Procurement Substitution Procedures
22-00 30 00 | Available Information
22-00 31 00 | Available Project Information
22-00 31 13 | Preliminary Schedules
22-00 31 13 13 | Preliminary Project Schedule
22-00 31 13 16 | Preliminary Construction Schedule
22-00 31 13 23 | Preliminary Project Phases
22-00 31 13 26 | Preliminary Project Sequencing
22-00 31 13 33 | Preliminary Project Milestones
22-00 31 16 | Project Budget Information
22-00 31 19 | Existing Condition Information
22-00 31 19 13 | Movement and Vibration Information
22-00 31 19 16 | Acoustic Information
22-00 31 19 19 | Traffic Information
22-00 31 19 23 | Existing Structural Information
22-00 31 21 | Survey Information
22-00 31 21 13 | Site Survey Information
22-00 31 21 16 | Measured Drawing Information
22-00 31 21 19 | Photographic Information
22-00 31 24 | Environmental Assessment Information
22-00 31 24 13 | Soil Contamination Report
22-00 31 24 23 | Environmental Impact Study Report
22-00 31 24 26 | Environmental Impact Report Evaluation
22-00 31 24 29 | Record of Environmental Impact Decision
22-00 31 24 33 | Environmental Impact Mitigation Report
22-00 31 25 | Existing Material Information
22-00 31 25 16 | Existing Concrete Information
22-00 31 25 19 | Existing Masonry Information
22-00 31 25 23 | Existing Metals Information
22-00 31 25 26 | Existing Wood, Plastics, and Composites Information
22-00 31 25 29 | Existing Thermal and Moisture Protection Information
22-00 31 26 | Existing Hazardous Material Information
22-00 31 26 23 | Existing Asbestos Information
22-00 31 26 26 | Existing Lead Information
22-00 31 26 29 | Existing Polychlorinate Biphenyl Information
22-00 31 26 33 | Existing Mold Information
22-00 31 26 36 | Existing Hazardous Waste Drum Information
22-00 31 31 | Geophysical Data
22-00 31 31 13 | Seismic Investigations Information
22-00 31 31 16 | Gravity Investigations Information
22-00 31 31 19 | Magnetic Investigations Information
22-00 31 31 23 | Electromagnetic Investigations Information
22-00 31 31 26 | Electrical Resistivity Investigations Information
22-00 31 31 29 | Magnetotelluric Investigations Information
22-00 31 32 | Geotechnical Data
22-00 31 32 13 | Subsurface Drilling and Sampling Information
22-00 31 32 16 | Material Testing Information
22-00 31 32 19 | Exploratory Excavation Information
22-00 31 32 23 | Geotechnical Monitoring Information
22-00 31 43 | Permit Application
22-00 31 46 | Permits
22-00 40 00 | Procurement Forms and Supplements
22-00 41 00 | Bid Forms
22-00 41 13 | Bid Form - Stipulated Sum (Single-Prime Contract)
22-00 41 16 | Bid Form - Stipulated Sum (Multiple-Prime Contract)
22-00 41 23 | Bid Form - Construction Management (Single-Prime Contract)
22-00 41 26 | Bid Form - Construction Management (Multiple-Prime Contract)
22-00 41 33 | Bid Form - Cost-Plus-Fee (Single-Prime Contract)
22-00 41 36 | Bid Form - Cost-Plus-Fee (Multiple-Prime Contract)
22-00 41 43 | Bid Form - Unit Price (Single-Prime Contract)
22-00 41 46 | Bid Form - Unit Price (Multiple-Prime Contract)
22-00 41 53 | Bid Form - Design/Build (Single-Prime Contract)
22-00 41 56 | Bid Form - Design/Build (Multiple-Prime Contract)
22-00 41 63 | Bid Form - Purchase Contract
22-00 42 00 | Proposal Forms
22-00 42 13 | Proposal Form - Stipulated Sum (Single-Prime Contract)
22-00 42 16 | Proposal Form - Stipulated Sum (Multiple-Prime Contract)
22-00 42 23 | Proposal Form - Construction Management (Single-Prime Contract)
22-00 42 26 | Proposal Form - Construction Management (Multiple-Prime Contract)
22-00 42 33 | Proposal Form - Cost-Plus-Fee (Single-Prime Contract)
22-00 42 36 | Proposal Form - Cost-Plus-Fee (Multiple-Prime Contract)
22-00 42 43 | Proposal Form - Unit Price (Single-Prime Contract)
22-00 42 46 | Proposal Form - Unit Price (Multiple-Prime Contract)
22-00 42 53 | Proposal Form - Design/Build (Single-Prime Contract)
22-00 42 56 | Proposal Form - Design/Build (Multiple-Prime Contract)
22-00 42 63 | Proposal Form - Purchase Contract
22-00 42 73 | Proposal Form - Performance Contract
22-00 43 00 | Procurement Form Supplements
22-00 43 13 | Bid Security Form
22-00 43 21 | Allowance Form
22-00 43 22 | Unit Prices Form
22-00 43 23 | Alternates Form
22-00 43 25 | Substitution Request Form (During Procurement)
22-00 43 26 | Estimated Quantities Form
22-00 43 27 | Separate Prices Break-Out Form
22-00 43 28 | Tax Rebate Form
22-00 43 33 | Proposed Products Form
22-00 43 36 | Proposed Subcontractors Form
22-00 43 39 | Minority Business Enterprise Statement of Intent Form
22-00 43 43 | Wage Rates Form
22-00 43 73 | Proposed Schedule of Values Form
22-00 43 83 | Proposed Construction Schedule Form
22-00 43 86 | Proposed Work Plan Schedule Form
22-00 43 93 | Bid Submittal Checklist
22-00 45 00 | Representations and Certifications
22-00 45 13 | Bidder's Qualifications
22-00 45 16 | Proposer's Qualifications
22-00 45 19 | Non-Collusion Affidavit
22-00 45 23 | Statement of Disposal Facility
22-00 45 26 | Workers Compensation Certificate Schedule
22-00 45 33 | Non-Segregated Facilities Affidavit
22-00 45 36 | Equal Employment Opportunity Affidavit
22-00 45 39 | Minority Business Enterprise Affidavit
22-00 45 43 | Corporate Resolutions
22-00 45 46 | Governmental Certifications
22-00 50 00 | Contracting Forms and Supplements
22-00 51 00 | Notice of Award
22-00 52 00 | Agreement Forms
22-00 52 13 | Agreement Form - Stipulated Sum (Design/Bid/Build or Design/Negotiate/Build)
22-00 52 14 | Subcontract Form - Stipulated Sum (Design/Bid/Build or Design/Negotiate/Build)
22-00 52 16 | Agreement Form - Cost-Plus (Design/Bid/Build or Design/Negotiate/Build)
22-00 52 17 | Subcontract Form - Cost-Plus (Design/Bid/Build or Design/Negotiate/Build)
22-00 52 23 | Agreement Form - Construction Manager as Agent or Advisor - Stipulated Sum
22-00 52 24 | Subcontract Form - Construction Manager as Agent or Adviser - Stipulated Sum
22-00 52 26 | Agreement Form - Construction Manager as Agent or Adviser - Cost-Plus
22-00 52 27 | Subcontract Form - Construction Manager as Agent or Adviser - Cost-Plus
22-00 52 33 | Agreement Form - Construction Manager At Risk - Stipulated Sum
22-00 52 34 | Subcontract Form - Construction Manager At Risk - Stipulated Sum
22-00 52 36 | Agreement Form - Construction Manager At Risk - Cost-Plus
22-00 52 37 | Subcontract Form - Construction Manager At Risk - Cost-Plus
22-00 52 51 | Public-Private Partnership Agreement
22-00 52 52 | Agreement for Preliminary Services - Owner-Design/Builder
22-00 52 53 | Agreement Form - Owner-Design/Builder - Stipulated Sum
22-00 52 54 | Subcontract Form - Design/Build - Stipulated Sum
22-00 52 56 | Agreement Form - Owner-Design/Builder - Cost-Plus
22-00 52 57 | Subcontract Form - Design/Build - Cost-Plus
22-00 52 63 | Agreement Form - Purchase - Stipulated Price
22-00 52 73 | Agreement Form - Performance Contract
22-00 52 93 | Multi-Party Agreement Form - Integrated Project Delivery
22-00 52 96 | Agreement Between Single-Purpose Entity and Owner - Integrated Project Delivery
22-00 52 97 | Agreement Between Single-Purpose Entity and Non-Owner - Integrated Project Delivery
22-00 52 98 | Agreement Between Single-Purpose Entity and Consultant - Integrated Project Delivery
22-00 54 00 | Agreement Form Supplements
22-00 54 13 | Supplementary Scope Statement
22-00 54 21 | Allowances Schedule
22-00 54 22 | Unit Prices Schedule
22-00 54 27 | Escrow Agreements
22-00 54 33 | Digital/Electronic Data Protocol Exhibit
22-00 54 36 | Building Information Modeling Exhibit
22-00 55 00 | Notice to Proceed
22-00 60 00 | Project Forms
22-00 61 00 | Bond Forms
22-00 61 13 | Performance and Payment Bond Form
22-00 61 13 13 | Performance Bond Form
22-00 61 13 16 | Payment Bond Form
22-00 61 16 | Lien Bond Form
22-00 61 19 | Maintenance Bond Form
22-00 61 23 | Retainage Bond Form
22-00 61 26 | Special Bond Form
22-00 62 00 | Certificates and Other Forms
22-00 62 11 | Submittal Transmittal Form
22-00 62 16 | Certificate of Insurance Form
22-00 62 19 | Infection Control Form
22-00 62 23 | Construction Waste Diversion Form
22-00 62 33 | Products Form
22-00 62 34 | Recycled Content of Materials Form
22-00 62 39 | Minority Business Enterprise Certification Form
22-00 62 46 | Governmental Forms
22-00 62 73 | Schedule of Values Form
22-00 62 76 | Application for Payment Form
22-00 62 76 13 | Sales Tax Form
22-00 62 76 16 | Consent of Surety to Reduction of Retainage Form
22-00 62 79 | Stored Material Form
22-00 62 83 | Construction Schedule Form
22-00 62 86 | Work Plan Schedule Form
22-00 62 89 | Construction Equipment Form
22-00 63 00 | Clarification and Modification Forms
22-00 63 13 | Requests for Information Form
22-00 63 19 | Clarification Form
22-00 63 25 | Substitution Request Form (During Construction)
22-00 63 33 | Supplemental Instruction Form
22-00 63 36 | Field Order Form
22-00 63 43 | Written Amendment Form
22-00 63 46 | Construction Change Directive Form
22-00 63 49 | Work Change Directive Form
22-00 63 53 | Request for Proposal Form
22-00 63 54 | Proposal Worksheet Summary Form
22-00 63 55 | Proposal Worksheet Detail Form
22-00 63 57 | Change Order Request Form
22-00 63 63 | Change Order Form
22-00 65 00 | Closeout Forms
22-00 65 13 | Certificate of Compliance Form
22-00 65 16 | Certificate of Substantial Completion Form
22-00 65 19 | Certificate of Completion Form
22-00 65 19 13 | Affidavit of Payment of Debts and Claims Form
22-00 65 19 16 | Affidavit of Release of Liens Form
22-00 65 19 19 | Consent of Surety to Final Payment Form
22-00 65 19 23 | Acceptance Certificate Form
22-00 65 19 26 | Final Settlement Certificate Form
22-00 65 36 | Warranty Form
22-00 65 73 | Statutory Declaration Form
22-00 70 00 | Conditions of the Contract
22-00 71 00 | Contracting Definitions
22-00 72 00 | General Conditions
22-00 72 13 | General Conditions - Stipulated Sum (Single-Prime Contract)
22-00 72 16 | General Conditions - Stipulated Sum (Multiple-Prime Contract)
22-00 72 23 | General Conditions - Construction Management (Single-Prime Contract)
22-00 72 26 | General Conditions - Construction Management (Multiple-Prime Contract)
22-00 72 33 | General Conditions - Cost Plus-Fee (Single-Prime Contract)
22-00 72 36 | General Conditions - Cost-Plus-Fee (Multiple-Prime Contract)
22-00 72 43 | General Conditions - Unit Price (Single-Prime Contract)
22-00 72 46 | General Conditions - Unit Price (Multiple-Prime Contract)
22-00 72 53 | General Conditions - Design/Build (Single-Prime Contract)
22-00 72 56 | General Conditions - Design/Build (Multiple-Prime Contract)
22-00 72 73 | General Conditions - Performance Contract
22-00 72 95 | General Conditions - Integrated Project Delivery
22-00 73 00 | Supplementary Conditions
22-00 73 16 | Insurance Requirements
22-00 73 19 | Health and Safety Requirements
22-00 73 23 | Purchase Contracts
22-00 73 26 | Assigned Contracts
22-00 73 33 | Non-Segregated Facilities Requirements
22-00 73 36 | Equal Employment Opportunity Requirements
22-00 73 39 | Minority Business Enterprise Requirements
22-00 73 43 | Wage Rate Requirements
22-00 73 46 | Wage Determination Schedule
22-00 73 49 | Labor Stabilization Agreement
22-00 73 53 | Anti-Pollution Measures
22-00 73 63 | Security Requirements
22-00 73 73 | Statutory Requirements
22-00 73 83 | Dispute Resolution
22-00 90 00 | Revisions, Clarifications, and Modifications
22-00 91 00 | Precontract Revisions
22-00 91 13 | Addenda
22-00 91 16 | Bid Revisions
22-00 91 19 | Proposal Revisions
22-00 93 00 | Record Clarifications and Proposals
22-00 93 13 | Record Requests for Information
22-00 93 19 | Record Clarification Notices
22-00 93 53 | Record Proposal Requests
22-00 93 54 | Record Proposal Worksheet Summaries
22-00 93 57 | Record Change Order Requests
22-00 94 00 | Record Modifications
22-00 94 33 | Record Minor Changes in the Work
22-00 94 36 | Record Supplemental Instructions
22-00 94 39 | Record Field Orders
22-00 94 43 | Record Amendments
22-00 94 46 | Record Construction Change Directives
22-00 94 49 | Record Work Change Directives
22-00 94 63 | Record Change Orders
22-01 00 00 | General Requirements
22-01 10 00 | Summary
22-01 11 00 | Summary of Work
22-01 11 13 | Work Covered by Contract Documents
22-01 11 16 | Work by Owner
22-01 11 19 | Purchase Contracts
22-01 12 00 | Multiple Contract Summary
22-01 12 13 | Summary of Contracts
22-01 12 16 | Work Sequence
22-01 12 19 | Contract Interface
22-01 14 00 | Work Restrictions
22-01 14 13 | Access to Site
22-01 14 16 | Coordination with Occupants
22-01 14 19 | Use of Site
22-01 14 33 | Work in Rights-of-Way
22-01 18 00 | Project Utility Sources
22-01 18 13 | Utility Service Connections
22-01 20 00 | Price and Payment Procedures
22-01 21 00 | Allowances
22-01 21 13 | Cash Allowances
22-01 21 16 | Contingency Allowances
22-01 21 19 | Testing and Inspecting Allowances
22-01 21 23 | Installation Allowances
22-01 21 26 | Product Allowances
22-01 21 29 | Quantity Allowances
22-01 21 43 | Time Allowances
22-01 22 00 | Unit Prices
22-01 22 13 | Unit Price Measurement
22-01 22 16 | Unit Price Payment
22-01 23 00 | Alternates
22-01 24 00 | Value Analysis
22-01 24 13 | Value Engineering
22-01 25 00 | Substitution Procedures
22-01 25 13 | Product Substitution Procedures
22-01 25 16 | Execution Substitution Procedures
22-01 26 00 | Contract Modification Procedures
22-01 26 13 | Requests for Information
22-01 26 19 | Clarification Notices
22-01 26 33 | Minor Changes in the Work
22-01 26 36 | Supplemental Instructions
22-01 26 39 | Field Orders
22-01 26 43 | Amendments
22-01 26 46 | Construction Change Directives
22-01 26 49 | Work Change Directives
22-01 26 53 | Proposal Requests
22-01 26 54 | Proposal Worksheet Summaries
22-01 26 57 | Change Order Requests
22-01 26 63 | Change Orders
22-01 29 00 | Payment Procedures
22-01 29 73 | Schedule of Values
22-01 29 76 | Progress Payment Procedures
22-01 29 83 | Payment Procedures for Testing Laboratory Services
22-01 30 00 | Administrative Requirements
22-01 31 00 | Project Management and Coordination
22-01 31 13 | Project Coordination
22-01 31 14 | Facility Services Coordination
22-01 31 16 | Multiple Contract Coordination
22-01 31 19 | Project Meetings
22-01 31 19 13 | Preconstruction Meetings
22-01 31 19 16 | Site Mobilization Meetings
22-01 31 19 23 | Progress Meetings
22-01 31 19 33 | Preinstallation Meetings
22-01 31 23 | Project Web Site
22-01 31 26 | Electronic Communication Protocols
22-01 32 00 | Construction Progress Documentation
22-01 32 13 | Scheduling of Work
22-01 32 16 | Construction Progress Schedule
22-01 32 16 13 | Network Analysis Schedules
22-01 32 19 | Submittals Schedule
22-01 32 23 | Survey and Layout Data
22-01 32 26 | Construction Progress Reporting
22-01 32 29 | Periodic Work Observation
22-01 32 33 | Photographic Documentation
22-01 32 36 | Video Monitoring and Documentation
22-01 32 43 | Purchase Order Tracking
22-01 33 00 | Submittal Procedures
22-01 33 13 | Certificates
22-01 33 16 | Design Data
22-01 33 19 | Field Test Reporting
22-01 33 23 | Shop Drawings, Product Data, and Samples
22-01 33 26 | Source Quality Control Reporting
22-01 33 29 | Sustainable Design Reporting
22-01 33 29 01 | Material Cost Summary Form
22-01 33 29 02 | Wood-Containing Product List
22-01 33 29 03 | Metal-Containing Product List
22-01 33 29 04 | Material Content Form
22-01 33 29 05 | New Product Source Form
22-01 33 29 06 | Reused Product Form
22-01 33 29 07 | Prohibited Content Installer Certification
22-01 35 00 | Special Procedures
22-01 35 03 | Conservation Treatment Procedures
22-01 35 13 | Special Project Procedures
22-01 35 13 13 | Special Project Procedures for Airport Facilities
22-01 35 13 16 | Special Project Procedures for Detention Facilities
22-01 35 13 19 | Special Project Procedures for Healthcare Facilities
22-01 35 13 26 | Special Project Procedures for Clean Rooms
22-01 35 13 43 | Special Project Procedures for Contaminated Sites
22-01 35 16 | Alteration Project Procedures
22-01 35 23 | Owner Safety Requirements
22-01 35 26 | Governmental Safety Requirements
22-01 35 29 | Health, Safety, and Emergency Response Procedures
22-01 35 29 13 | Health, Safety, and Emergency Response Procedures for Contaminated Sites
22-01 35 33 | Infection Control Procedures
22-01 35 43 | Environmental Procedures
22-01 35 43 13 | Environmental Procedures for Hazardous Materials
22-01 35 43 16 | Environmental Procedures for Toxic Materials
22-01 35 46 | Indoor Air Quality Procedures
22-01 35 53 | Security Procedures
22-01 35 63 | Sustainability Certification Project Requirements
22-01 35 66 | Sustainability Certification Project Procedures
22-01 35 73 | Delegated Design Procedures
22-01 35 91 | Period Treatment Procedures
22-01 40 00 | Quality Requirements
22-01 41 00 | Regulatory Requirements
22-01 41 13 | Codes
22-01 41 16 | Laws
22-01 41 19 | Rules
22-01 41 23 | Fees
22-01 41 26 | Permit Requirements
22-01 42 00 | References
22-01 42 13 | Abbreviations and Acronyms
22-01 42 16 | Definitions
22-01 42 19 | Reference Standards
22-01 43 00 | Quality Assurance
22-01 43 13 | Manufacturer Qualifications
22-01 43 16 | Supplier Qualifications
22-01 43 19 | Fabricator Qualifications
22-01 43 23 | Installer Qualifications
22-01 43 26 | Testing and Inspecting Agency Qualifications
22-01 43 29 | Code-Required Special Inspector Qualifications
22-01 43 33 | Manufacturer's Field Services
22-01 43 36 | Field Samples
22-01 43 39 | Mockups
22-01 45 00 | Quality Control
22-01 45 13 | Source Quality Control Procedures
22-01 45 16 | Field Quality Control Procedures
22-01 45 16 13 | Contractor Quality Control
22-01 45 23 | Testing and Inspecting Services
22-01 45 26 | Plant Inspection Procedures
22-01 45 29 | Testing Laboratory Services
22-01 45 31 | Climate Resiliency Quality Control Procedures
22-01 45 33 | Code-Required Special Inspections and Procedures
22-01 50 00 | Temporary Facilities and Controls
22-01 51 00 | Temporary Utilities
22-01 51 13 | Temporary Electricity
22-01 51 16 | Temporary Fire Protection
22-01 51 19 | Temporary Fuel Oil
22-01 51 23 | Temporary Heating, Cooling, and Ventilating
22-01 51 26 | Temporary Lighting
22-01 51 29 | Temporary Natural-Gas
22-01 51 33 | Temporary Telecommunications
22-01 51 36 | Temporary Water
22-01 52 00 | Construction Facilities
22-01 52 13 | Field Offices and Sheds
22-01 52 16 | First Aid Facilities
22-01 52 19 | Sanitary Facilities
22-01 53 00 | Temporary Construction
22-01 53 13 | Temporary Bridges
22-01 53 16 | Temporary Decking
22-01 53 19 | Temporary Overpasses
22-01 53 23 | Temporary Ramps
22-01 53 26 | Temporary Runarounds
22-01 54 00 | Construction Aids
22-01 54 13 | Temporary Elevators
22-01 54 16 | Temporary Hoists
22-01 54 19 | Temporary Cranes
22-01 54 23 | Temporary Scaffolding and Platforms
22-01 54 26 | Temporary Swing Staging
22-01 55 00 | Vehicular Access and Parking
22-01 55 13 | Temporary Access Roads
22-01 55 16 | Haul Routes
22-01 55 19 | Temporary Parking Areas
22-01 55 23 | Temporary Roads
22-01 55 26 | Traffic Control
22-01 55 29 | Staging Areas
22-01 56 00 | Temporary Barriers and Enclosures
22-01 56 13 | Temporary Air Barriers
22-01 56 16 | Temporary Dust Barriers
22-01 56 19 | Temporary Noise Barriers
22-01 56 21 | Temporary Lightning Protection
22-01 56 23 | Temporary Barricades
22-01 56 26 | Temporary Fencing
22-01 56 29 | Temporary Protective Walkways
22-01 56 33 | Temporary Security Barriers
22-01 56 36 | Temporary Security Enclosures
22-01 56 39 | Temporary Tree and Plant Protection
22-01 57 00 | Temporary Controls
22-01 57 13 | Temporary Erosion and Sediment Control
22-01 57 16 | Temporary Pest Control
22-01 57 19 | Temporary Environmental Controls
22-01 57 23 | Temporary Storm Water Pollution Control
22-01 57 26 | Site Watering for Dust Control
22-01 57 33 | Temporary Security
22-01 58 00 | Project Identification
22-01 58 13 | Temporary Project Signage
22-01 58 16 | Temporary Interior Signage
22-01 60 00 | Product Requirements
22-01 61 00 | Common Product Requirements
22-01 61 13 | Software Licensing Requirements
22-01 62 00 | Product Options
22-01 64 00 | Owner-Furnished Products
22-01 65 00 | Product Delivery Requirements
22-01 66 00 | Product Storage and Handling Requirements
22-01 66 13 | Product Storage and Handling Requirements for Hazardous Materials
22-01 66 16 | Product Storage and Handling Requirements for Toxic Materials
22-01 70 00 | Execution and Closeout Requirements
22-01 71 00 | Examination and Preparation
22-01 71 13 | Mobilization
22-01 71 16 | Acceptance of Conditions
22-01 71 23 | Field Engineering
22-01 71 23 13 | Construction Layout
22-01 71 23 16 | Construction Surveying
22-01 71 33 | Protection of Adjacent Construction
22-01 71 36 | Non-Destructive Concrete Examination
22-01 73 00 | Execution
22-01 73 13 | Application
22-01 73 16 | Erection
22-01 73 19 | Installation
22-01 73 23 | Bracing and Anchoring
22-01 73 26 | Existing Products
22-01 73 29 | Cutting and Patching
22-01 74 00 | Cleaning and Waste Management
22-01 74 13 | Progress Cleaning
22-01 74 16 | Site Maintenance
22-01 74 19 | Construction Waste Management and Disposal
22-01 74 23 | Final Cleaning
22-01 75 00 | Starting and Adjusting
22-01 75 13 | Checkout Procedures
22-01 75 16 | Startup Procedures
22-01 76 00 | Protecting Installed Construction
22-01 77 00 | Closeout Procedures
22-01 77 13 | Preliminary Closeout Reviews
22-01 77 16 | Final Closeout Review
22-01 77 19 | Closeout Requirements
22-01 78 00 | Closeout Submittals
22-01 78 13 | Completion and Correction List
22-01 78 19 | Maintenance Contracts
22-01 78 23 | Operation and Maintenance Data
22-01 78 23 13 | Operation Data
22-01 78 23 16 | Maintenance Data
22-01 78 23 19 | Preventative Maintenance Instructions
22-01 78 29 | Final Site Survey
22-01 78 33 | Bonds
22-01 78 36 | Warranties
22-01 78 39 | Project Record Documents
22-01 78 43 | Spare Parts
22-01 78 46 | Extra Stock Materials
22-01 78 53 | Sustainable Design Closeout Documentation
22-01 79 00 | Demonstration and Training
22-01 79 13 | Demonstration Testing
22-01 79 23 | Instruction of Operation and Maintenance Personnel
22-01 80 00 | Performance Requirements
22-01 81 00 | Facility Performance Requirements
22-01 81 13 | Sustainable Design Requirements
22-01 81 16 | Facility Environmental Requirements
22-01 81 19 | Indoor Air Quality Requirements
22-01 82 00 | Facility Substructure Performance Requirements
22-01 82 13 | Foundation Performance Requirements
22-01 82 16 | Basement Construction Performance Requirements
22-01 83 00 | Facility Shell Performance Requirements
22-01 83 13 | Superstructure Performance Requirements
22-01 83 16 | Exterior Enclosure Performance Requirements
22-01 83 19 | Roofing Performance Requirements
22-01 84 00 | Interiors Performance Requirements
22-01 84 13 | Interior Construction Performance Requirements
22-01 84 16 | Stairways Performance Requirements
22-01 84 19 | Interior Finishes Performance Requirements
22-01 85 00 | Conveying Equipment Performance Requirements
22-01 86 00 | Facility Services Performance Requirements
22-01 86 13 | Fire Suppression Performance Requirements
22-01 86 16 | Plumbing Performance Requirements
22-01 86 19 | HVAC Performance Requirements
22-01 86 23 | Integrated Automation Performance Requirements
22-01 86 26 | Electrical Performance Requirements
22-01 86 29 | Communications Performance Requirements
22-01 86 33 | Electronic Safety and Security Performance Requirements
22-01 87 00 | Equipment and Furnishings Performance Requirements
22-01 87 13 | Equipment Performance Requirements
22-01 87 16 | Furnishings Performance Requirements
22-01 88 00 | Other Facility Construction Performance Requirements
22-01 88 13 | Special Construction Performance Requirements
22-01 88 16 | Selective Construction Performance Requirements
22-01 89 00 | Site Construction Performance Requirements
22-01 89 13 | Site Preparation Performance Requirements
22-01 89 16 | Site Improvements Performance Requirements
22-01 89 19 | Site Plumbing Utilities Performance Requirements
22-01 89 23 | Site HVAC Utilities Performance Requirements
22-01 89 26 | Site Electrical Utilities Performance Requirements
22-01 89 29 | Other Site Construction Performance Requirements
22-01 90 00 | Life Cycle Activities
22-01 91 00 | Commissioning
22-01 91 13 | General Commissioning Requirements
22-01 91 16 | Facility Substructure Commissioning
22-01 91 16 13 | Foundation Commissioning
22-01 91 16 53 | Basement Construction Commissioning
22-01 91 19 | Facility Shell Commissioning
22-01 91 19 13 | Superstructure Commissioning
22-01 91 19 43 | Exterior Enclosure Commissioning
22-01 91 19 73 | Roofing Commissioning
22-01 91 23 | Interiors Commissioning
22-01 91 23 13 | Interior Construction Commissioning
22-01 91 23 43 | Stairways Commissioning
22-01 91 23 73 | Interior Finishes Commissioning
22-01 91 26 | Integrated System Commissioning
22-01 92 00 | Facility Operation
22-01 92 13 | Facility Operation Procedures
22-01 93 00 | Facility Maintenance
22-01 93 13 | Facility Maintenance Procedures
22-01 93 16 | Recycling Programs
22-01 94 00 | Facility Decommissioning
22-01 94 13 | Facility Decommissioning Procedures
22-02 00 00 | Existing Conditions
22-02 01 00 | Maintenance of Existing Conditions
22-02 01 50 | Maintenance of Site Remediation
22-02 01 65 | Maintenance of Underground Storage Tank Removal
22-02 01 80 | Maintenance of Facility Remediation
22-02 01 86 | Maintenance of Hazardous Waste Drum Handling
22-02 03 00 | Conservation Treatment for Existing Period Conditions
22-02 03 01 | Maintenance of Existing Period Conditions
22-02 03 01 19 | Mothballing Period Structures
22-02 03 41 | Selective Demolition for Period Structures
22-02 03 42 | Removal and Salvage of Period Construction Materials
22-02 03 43 | Period Structure Relocating
22-02 03 44 | Shoring and Support of Period Structures
22-02 05 00 | Common Work Results for Existing Conditions
22-02 05 19 | Geosynthetics for Existing Conditions
22-02 05 19 13 | Geotextiles for Existing Conditions
22-02 05 19 16 | Geomembranes for Existing Conditions
22-02 05 19 19 | Geogrids for Existing Conditions
22-02 06 00 | Schedules for Existing Conditions
22-02 06 13 | Geotechnical Baseline Report
22-02 06 14 | Geotechnical Data Report
22-02 06 30 | Schedules for Subsurface Investigations
22-02 06 30 13 | Boring or Test Pit Log Schedule
22-02 06 50 | Schedules for Site Remediation
22-02 06 65 | Schedules for Underground Storage Tank Removal
22-02 06 80 | Schedules for Facility Remediation
22-02 06 86 | Schedules for Hazardous Waste Drum Handling
22-02 08 00 | Commissioning of Existing Conditions
22-02 20 00 | Assessment
22-02 21 00 | Surveys
22-02 21 13 | Site Surveys
22-02 21 13 13 | Boundary and Survey Markers
22-02 21 13 23 | Archaeological and Historic Surveys
22-02 21 16 | Measured Drawings
22-02 21 19 | Utilities Surveys
22-02 22 00 | Existing Conditions Assessment
22-02 22 13 | Movement and Vibration Assessment
22-02 22 16 | Acoustic Assessment
22-02 22 19 | Traffic Assessment
22-02 22 23 | Accessibility Assessment
22-02 24 00 | Environmental Assessment
22-02 24 13 | Natural Environment Assessment
22-02 24 13 13 | Air Assessment
22-02 24 13 43 | Water Assessment
22-02 24 13 73 | Land Assessment
22-02 24 23 | Chemical Sampling and Analysis of Soils
22-02 24 43 | Transboundary and Global Environmental Aspects Assessment
22-02 25 00 | Existing Material Assessment
22-02 25 16 | Existing Concrete Assessment
22-02 25 16 13 | Concrete Assessment Drilling
22-02 25 19 | Existing Masonry Assessment
22-02 25 19 13 | Masonry Assessment Drilling
22-02 25 23 | Existing Metals Assessment
22-02 25 23 13 | Welding Investigations
22-02 25 26 | Existing Wood, Plastics, and Composites Assessment
22-02 25 29 | Existing Thermal and Moisture Protection Assessment
22-02 25 29 13 | Waterproofing Investigations
22-02 25 29 23 | Roofing Investigations
22-02 26 00 | Hazardous Material Assessment
22-02 26 23 | Asbestos Assessment
22-02 26 26 | Lead Assessment
22-02 26 29 | Polychlorinated Biphenyl Assessment
22-02 26 33 | Biological Assessment
22-02 26 33 13 | Mold Assessment
22-02 26 36 | Hazardous Waste Drum Assessment
22-02 30 00 | Subsurface Investigation
22-02 31 00 | Geophysical Investigations
22-02 31 13 | Seismic Investigations
22-02 31 16 | Gravity Investigations
22-02 31 19 | Magnetic Investigations
22-02 31 23 | Electromagnetic Investigations
22-02 31 26 | Electrical Resistivity Investigations
22-02 31 29 | Magnetotelluric Investigations
22-02 32 00 | Geotechnical Investigations
22-02 32 13 | Subsurface Drilling and Sampling
22-02 32 16 | Material Testing
22-02 32 19 | Exploratory Excavations
22-02 32 23 | Geotechnical Monitoring Before Construction
22-02 32 23 13 | Groundwater Monitoring Before Construction
22-02 40 00 | Demolition and Structure Moving
22-02 41 00 | Demolition
22-02 41 13 | Selective Site Demolition
22-02 41 13 13 | Paving Removal
22-02 41 13 23 | Utility Line Removal
22-02 41 13 33 | Railtrack Removal
22-02 41 16 | Structure Demolition
22-02 41 16 13 | Building Demolition
22-02 41 16 23 | Tower Demolition
22-02 41 16 33 | Bridge Demolition
22-02 41 16 43 | Dam Demolition
22-02 41 19 | Selective Demolition
22-02 41 19 13 | Selective Building Demolition
22-02 41 19 16 | Selective Interior Demolition
22-02 41 19 19 | Selective Facility Services Demolition
22-02 41 19 33 | Selective Bridge Demolition
22-02 42 00 | Removal and Diversion of Construction Materials
22-02 42 13 | Deconstruction of Structures
22-02 42 13 13 | Deconstruction of Buildings
22-02 42 19 | Recycling of Construction Materials
22-02 42 19 13 | Paper Recycling
22-02 42 19 15 | Concrete Recycling
22-02 42 19 17 | Masonry Recycling
22-02 42 19 19 | Metal Recycling
22-02 42 19 23 | Wood Recycling
22-02 42 19 25 | Plastic Recycling
22-02 42 19 29 | Solid Surface Recycling
22-02 42 19 31 | Insulation Recycling
22-02 42 19 35 | Roofing Recycling
22-02 42 19 39 | Window Recycling
22-02 42 19 41 | Glass Recycling
22-02 42 19 43 | Gypsum Board Recycling
22-02 42 19 45 | Ceiling Tile Recycling
22-02 42 19 47 | Flooring Recycling
22-02 42 19 49 | Paint and Coatings Recycling and Management
22-02 42 19 51 | Paint Remanufacturing
22-02 42 19 53 | Electronics Recycling
22-02 42 19 55 | Appliance Recycling
22-02 42 19 57 | Mattress Recycling
22-02 42 19 81 | Plumbing Fixture Recycling
22-02 42 19 83 | HVAC Recycling
22-02 42 19 89 | Electrical Recycling
22-02 42 19 91 | Yard Waste Recycling
22-02 42 19 95 | Tire, Rubber Recycling
22-02 42 21 | Salvage of Construction Materials
22-02 42 21 11 | Deconstruction Contracting
22-02 42 21 15 | Concrete Salvage
22-02 42 21 17 | Masonry Salvage
22-02 42 21 19 | Metal Salvage
22-02 42 21 23 | Wood Salvage
22-02 42 21 29 | Solid Surface Salvage
22-02 42 21 35 | Roofing Salvage
22-02 42 21 37 | Door Salvage
22-02 42 21 39 | Window Salvage
22-02 42 21 41 | Glass Salvage
22-02 42 21 43 | Gypsum Board Salvage
22-02 42 21 45 | Ceiling Tile Salvage
22-02 42 21 47 | Flooring Salvage
22-02 42 21 49 | Paint and Coatings Salvage
22-02 42 21 53 | Electronics Salvage
22-02 42 21 55 | Appliance Salvage
22-02 42 21 57 | Restaurant Equipment Salvage
22-02 42 21 59 | Toilet Room Finishings Salvage
22-02 42 21 61 | Office Finishings Salvage
22-02 42 21 67 | Residential Finishings Salvage
22-02 42 21 81 | Plumbing Fixture Salvage
22-02 42 21 83 | HVAC Salvage
22-02 42 21 89 | Electrical Salvage
22-02 42 21 91 | Yard Waste Salvage
22-02 43 00 | Structure Moving
22-02 43 13 | Structure Relocation
22-02 43 13 13 | Building Relocation
22-02 43 16 | Structure Raising
22-02 43 16 13 | Building Raising
22-02 50 00 | Site Remediation
22-02 51 00 | Physical Decontamination
22-02 51 13 | Coagulation and Flocculation Decontamination
22-02 51 16 | Reverse-Osmosis Decontamination
22-02 51 19 | Solidification and Stabilization Decontamination
22-02 51 23 | Mechanical Filtration Decontamination
22-02 51 26 | Radioactive Decontamination
22-02 51 29 | Surface Cleaning Decontamination
22-02 51 29 13 | High-Pressure Water Cleaning Decontamination
22-02 51 29 16 | Vacuum Sweeping Cleaning Decontamination
22-02 51 33 | Surface Removal Decontamination
22-02 51 33 13 | Surface Removal Decontamination by Grinding
22-02 51 33 16 | Surface Removal Decontamination by Sand Blasting
22-02 51 33 19 | Surface Removal Decontamination by Ultrasound
22-02 52 00 | Chemical Decontamination
22-02 52 13 | Chemical Precipitation Decontamination
22-02 52 16 | Ion Change Decontamination
22-02 52 19 | Neutralization Decontamination
22-02 53 00 | Thermal Decontamination
22-02 53 13 | Incineration Decontamination
22-02 53 13 13 | Remediation of Contaminated Soils and Sludges by Incineration
22-02 53 16 | Thermal Desorption Decontamination
22-02 53 16 13 | Remediation of Contaminated Soils by Thermal Desorption
22-02 53 19 | Vitrification Decontamination
22-02 54 00 | Biological Decontamination
22-02 54 13 | Aerobic Processes Decontamination
22-02 54 16 | Anaerobic Processes Decontamination
22-02 54 19 | Bioremediation Decontamination
22-02 54 19 13 | Bioremediation Using Landfarming
22-02 54 19 16 | Bioremediation of Soils Using Windrow Composting
22-02 54 19 19 | Bioremediation Using Bacteria Injection
22-02 54 23 | Soil Washing Through Separation/Solubilization
22-02 54 26 | Organic Decontamination
22-02 55 00 | Remediation Soil Stabilization
22-02 56 00 | Site Containment
22-02 56 13 | Waste Containment
22-02 56 13 13 | Geomembrane Waste Containment
22-02 56 19 | Gas Containment
22-02 56 19 13 | Fluid-Applied Gas Barrier
22-02 57 00 | Sinkhole Remediation
22-02 57 13 | Sinkhole Remediation by Grouting
22-02 57 13 13 | Sinkhole Remediation by Compaction Grouting
22-02 57 13 16 | Sinkhole Remediation by Cap Grouting
22-02 57 16 | Sinkhole Remediation by Backfilling
22-02 58 00 | Snow Control
22-02 58 13 | Snow Fencing
22-02 58 16 | Snow Avalanche Control
22-02 60 00 | Contaminated Site Material Removal
22-02 61 00 | Removal and Disposal of Contaminated Soils
22-02 61 13 | Excavation and Handling of Contaminated Material
22-02 61 23 | Removal and Disposal of Polychlorinate Biphenyl Contaminated Soils
22-02 61 26 | Removal and Disposal of Asbestos Contaminated Soils
22-02 61 29 | Removal and Disposal of Organically Contaminated Soils
22-02 62 00 | Hazardous Waste Recovery Processes
22-02 62 13 | Air and Steam Stripping
22-02 62 16 | Soil Vapor Extraction
22-02 62 19 | Soil Washing and Flushing
22-02 65 00 | Underground Storage Tank Removal
22-02 70 00 | Water Remediation
22-02 71 00 | Groundwater Treatment
22-02 72 00 | Water Decontamination
22-02 72 13 | Chemical Water Decontamination
22-02 72 16 | Biological Water Decontamination
22-02 72 19 | Electrolysis Water Decontamination
22-02 80 00 | Facility Remediation
22-02 81 00 | Transportation and Disposal of Hazardous Materials
22-02 82 00 | Asbestos Remediation
22-02 82 13 | Asbestos Abatement
22-02 82 13 13 | Glovebag Asbestos Abatement
22-02 82 13 16 | Precautions for Asbestos Abatement
22-02 82 13 19 | Asbestos Floor Tile and Mastic Abatement
22-02 82 13 33 | Asbestos Abatement for Utilities
22-02 82 16 | Engineering Control of Asbestos Containing Materials
22-02 82 33 | Removal and Disposal of Asbestos Containing Materials
22-02 83 00 | Lead Remediation
22-02 83 13 | Lead Hazard Control Activities
22-02 83 19 | Lead-Based Paint Remediation
22-02 83 19 13 | Lead-Based Paint Abatement
22-02 83 33 | Removal and Disposal of Material Containing Lead
22-02 83 33 13 | Lead-Based Paint Removal and Disposal
22-02 84 00 | Polychlorinate Biphenyl Remediation
22-02 84 16 | Handling of Lighting Ballasts and Lamps Containing PCBs and Mercury
22-02 84 33 | Removal and Disposal of Polychlorinate Biphenyls
22-02 86 00 | Hazardous Waste Drum Handling
22-02 87 00 | Biohazard Remediation
22-02 87 13 | Mold Remediation
22-02 87 13 13 | Precautions for Mold Remediation
22-02 87 13 16 | Mold Remediation Preparation and Containment
22-02 87 13 19 | Mold Remediation Clearance Air Sampling
22-02 87 13 33 | Removal and Disposal of Materials with Mold
22-02 87 16 | Excrement Removal
22-02 87 16 13 | Bird Excrement Removal
22-02 87 16 16 | Rodent Excrement Removal
22-03 00 00 | Concrete
22-03 01 00 | Maintenance of Concrete
22-03 01 10 | Maintenance of Concrete Forming and Accessories
22-03 01 20 | Maintenance of Concrete Reinforcing
22-03 01 23 | Maintenance of Stressing Tendons
22-03 01 30 | Maintenance of Cast-in-Place Concrete
22-03 01 30 51 | Cleaning of Cast-in-Place Concrete
22-03 01 30 61 | Resurfacing of Cast-in-Place Concrete
22-03 01 30 71 | Rehabilitation of Cast-in-Place Concrete
22-03 01 30 72 | Strengthening of Cast-in-Place Concrete
22-03 01 40 | Maintenance of Precast Concrete
22-03 01 40 51 | Cleaning of Precast Concrete
22-03 01 40 61 | Resurfacing of Precast Concrete
22-03 01 40 71 | Rehabilitation of Precast Concrete
22-03 01 40 72 | Strengthening of Precast Concrete
22-03 01 50 | Maintenance of Cast Decks and Underlayment
22-03 01 50 51 | Cleaning Cast Decks and Underlayment
22-03 01 50 61 | Resurfacing of Cast Decks and Underlayment
22-03 01 50 71 | Rehabilitation of Cast Decks and Underlayment
22-03 01 50 72 | Strengthening of Cast Decks and Underlayment
22-03 01 60 | Maintenance of Grouting
22-03 01 70 | Maintenance of Mass Concrete
22-03 01 80 | Maintenance of Concrete Cutting and Boring
22-03 03 00 | Conservation Treatment for Period Concrete
22-03 03 30 | Conservation Treatment for Period Cast-in-Place Concrete
22-03 03 31 | Conservation Treatment for Period Structural Concrete
22-03 03 33 | Conservation Treatment for Period Architectural Concrete
22-03 05 00 | Common Work Results for Concrete
22-03 05 05 | Selective Demolition for Concrete
22-03 06 00 | Schedules for Concrete
22-03 06 10 | Schedules for Concrete Forming and Accessories
22-03 06 20 | Schedules for Concrete Reinforcing
22-03 06 20 13 | Concrete Beam Reinforcing Schedule
22-03 06 20 16 | Concrete Slab Reinforcing Schedule
22-03 06 30 | Schedules for Cast-in-Place Concrete
22-03 06 30 13 | Concrete Footing Schedule
22-03 06 30 16 | Concrete Column Schedule
22-03 06 30 19 | Concrete Slab Schedule
22-03 06 30 23 | Concrete Shaft Schedule
22-03 06 30 26 | Concrete Beam Schedule
22-03 06 40 | Schedules for Precast Concrete
22-03 06 40 13 | Precast Concrete Panel Schedule
22-03 06 50 | Schedules for Cast Decks and Underlayment
22-03 06 60 | Schedules for Grouting
22-03 06 70 | Schedules for Mass Concrete
22-03 06 80 | Schedules for Concrete Cutting and Boring
22-03 08 00 | Commissioning of Concrete
22-03 10 00 | Concrete Forming and Accessories
22-03 11 00 | Concrete Forming
22-03 11 13 | Structural Cast-in-Place Concrete Forming
22-03 11 13 13 | Concrete Slip Forming
22-03 11 13 16 | Concrete Shoring
22-03 11 13 19 | Falsework
22-03 11 16 | Architectural Cast-in Place Concrete Forming
22-03 11 16 13 | Concrete Form Liners
22-03 11 19 | Insulating Concrete Forming
22-03 11 23 | Permanent Stair Forming
22-03 11 26 | Permanent Tier Forming
22-03 15 00 | Concrete Accessories
22-03 15 13 | Waterstops
22-03 15 13 13 | Non-Expanding Waterstops
22-03 15 13 16 | Expanding Waterstops
22-03 15 13 19 | Combination Expanding and Injection Hose Waterstops
22-03 15 13 21 | Injection Hose Waterstops
22-03 15 16 | Concrete Construction Joints
22-03 15 19 | Cast-In Concrete Anchors
22-03 15 21 | Termite Barrier
22-03 20 00 | Concrete Reinforcing
22-03 21 00 | Reinforcement Bars
22-03 21 11 | Plain Steel Reinforcement Bars
22-03 21 13 | Galvanized Reinforcement Steel Bars
22-03 21 16 | Epoxy-Coated Reinforcement Steel Bars
22-03 21 19 | Stainless Steel Reinforcement Bars
22-03 21 21 | Composite Reinforcement Bars
22-03 21 21 11 | Glass Fiber-Reinforced Polymer Reinforcement Bars
22-03 21 21 13 | Organic Fiber-Reinforced Polymer Reinforcement Bars
22-03 21 21 16 | Carbon Fiber-Reinforced Polymer Reinforcement Bars
22-03 22 00 | Fabric and Grid Reinforcing
22-03 22 13 | Galvanized Welded Wire Fabric Reinforcing
22-03 22 16 | Epoxy-Coated Welded Wire Fabric Reinforcing
22-03 22 19 | Composite Grid Reinforcing
22-03 23 00 | Stressed Tendon Reinforcing
22-03 24 00 | Fibrous Reinforcing
22-03 25 00 | Composite Reinforcing
22-03 25 13 | Glass Fiber-Reinforced Polymer Reinforcing
22-03 25 16 | Organic Fiber-Reinforced Polymer Reinforcing
22-03 25 19 | Carbon Fiber-Reinforced Polymer Reinforcing
22-03 30 00 | Cast-in-Place Concrete
22-03 30 53 | Miscellaneous Cast-in-Place Concrete
22-03 31 00 | Structural Concrete
22-03 31 13 | Heavyweight Structural Concrete
22-03 31 16 | Lightweight Structural Concrete
22-03 31 19 | Shrinkage-Compensating Structural Concrete
22-03 31 23 | High-Performance Structural Concrete
22-03 31 24 | Ultra High-Performance Structural Concrete
22-03 31 26 | Self-Compacting Concrete
22-03 33 00 | Architectural Concrete
22-03 33 13 | Heavyweight Architectural Concrete
22-03 33 16 | Lightweight Architectural Concrete
22-03 34 00 | Low Density Concrete
22-03 35 00 | Concrete Finishing
22-03 35 13 | High-Tolerance Concrete Floor Finishing
22-03 35 16 | Heavy-Duty Concrete Floor Finishing
22-03 35 19 | Colored Concrete Finishing
22-03 35 23 | Exposed Aggregate Concrete Finishing
22-03 35 26 | Grooved Concrete Surface Finishing
22-03 35 29 | Tooled Concrete Finishing
22-03 35 33 | Stamped Concrete Finishing
22-03 35 43 | Polished Concrete Finishing
22-03 35 43 13 | Polished and Dyed Concrete Finishing
22-03 35 43 16 | Polished and Stained Concrete Finishing
22-03 35 46 | Concrete Topical Treatments
22-03 37 00 | Specialty Placed Concrete
22-03 37 13 | Shotcrete
22-03 37 16 | Pumped Concrete
22-03 37 19 | Pneumatically Placed Concrete
22-03 37 23 | Roller-Compacted Concrete
22-03 37 26 | Underwater Placed Concrete
22-03 38 00 | Post-Tensioned Concrete
22-03 38 13 | Post-Tensioned Concrete Preparation
22-03 38 16 | Unbonded Post-Tensioned Concrete
22-03 38 19 | Bonded Post-Tensioned Concrete
22-03 39 00 | Concrete Curing
22-03 39 13 | Water Concrete Curing
22-03 39 16 | Sand Concrete Curing
22-03 39 23 | Membrane Concrete Curing
22-03 39 23 13 | Chemical Compound Membrane Concrete Curing
22-03 39 23 23 | Sheet Membrane Concrete Curing
22-03 40 00 | Precast Concrete
22-03 41 00 | Precast Structural Concrete
22-03 41 13 | Precast Concrete Hollow Core Planks
22-03 41 16 | Precast Concrete Slabs
22-03 41 23 | Precast Concrete Stairs
22-03 41 33 | Precast Structural Pretensioned Concrete
22-03 41 36 | Precast Structural Post-Tensioned Concrete
22-03 45 00 | Precast Architectural Concrete
22-03 45 13 | Faced Architectural Precast Concrete
22-03 45 33 | Precast Architectural Pretensioned Concrete
22-03 45 36 | Precast Architectural Post-Tensioned Concrete
22-03 47 00 | Site-Cast Concrete
22-03 47 13 | Tilt-Up Concrete
22-03 47 16 | Lift-Slab Concrete
22-03 48 00 | Precast Concrete Specialties
22-03 48 13 | Precast Concrete Bollards
22-03 48 13 11 | Precast Concrete Security Bollards
22-03 48 16 | Precast Concrete Splash Blocks
22-03 48 19 | Precast Concrete Stair Treads
22-03 48 26 | Precast Concrete Parking Bumpers
22-03 48 33 | Precast Pre-Framed Concrete Panels
22-03 48 43 | Precast Concrete Trim
22-03 49 00 | Glass-Fiber-Reinforced Concrete
22-03 49 13 | Glass-Fiber-Reinforced Concrete Column Covers
22-03 49 16 | Glass-Fiber-Reinforced Concrete Spandrels
22-03 49 43 | Glass-Fiber-Reinforced Concrete Trim
22-03 50 00 | Cast Decks and Underlayment
22-03 51 00 | Cast Roof Decks
22-03 51 13 | Cementitious Wood Fiber Decks
22-03 51 16 | Gypsum Concrete Roof Decks
22-03 52 00 | Lightweight Concrete Roof Insulation
22-03 52 13 | Composite Concrete Roof Insulation
22-03 52 16 | Lightweight Insulating Concrete
22-03 52 16 13 | Lightweight Cellular Insulating Concrete
22-03 52 16 16 | Lightweight Aggregate Insulating Concrete
22-03 53 00 | Concrete Topping
22-03 53 13 | Emery-Aggregate Concrete Topping
22-03 53 16 | Iron-Aggregate Concrete Topping
22-03 53 19 | Concrete Overlayment
22-03 54 00 | Cast Underlayment
22-03 54 13 | Gypsum Cement Underlayment
22-03 54 16 | Hydraulic Cement Underlayment
22-03 60 00 | Grouting
22-03 61 00 | Cementitious Grouting
22-03 61 13 | Dry-Pack Grouting
22-03 62 00 | Non-Shrink Grouting
22-03 62 13 | Non-Metallic Non-Shrink Grouting
22-03 62 16 | Metallic Non-Shrink Grouting
22-03 63 00 | Epoxy Grouting
22-03 64 00 | Injection Grouting
22-03 64 23 | Epoxy Injection Grouting
22-03 70 00 | Mass Concrete
22-03 71 00 | Mass Concrete for Raft Foundations
22-03 72 00 | Mass Concrete for Dams
22-03 80 00 | Concrete Cutting and Boring
22-03 81 00 | Concrete Cutting
22-03 81 13 | Flat Concrete Sawing
22-03 81 16 | Track Mounted Concrete Wall Sawing
22-03 81 19 | Wire Concrete Wall Sawing
22-03 81 23 | Hand Concrete Wall Sawing
22-03 81 26 | Chain Concrete Wall Sawing
22-03 82 00 | Concrete Boring
22-03 82 13 | Concrete Core Drilling
22-04 00 00 | Masonry
22-04 01 00 | Maintenance of Masonry
22-04 01 20 | Maintenance of Unit Masonry
22-04 01 20 41 | Unit Masonry Stabilization
22-04 01 20 51 | Unit Masonry Maintenance
22-04 01 20 52 | Unit Masonry Cleaning
22-04 01 20 91 | Unit Masonry Restoration
22-04 01 20 93 | Testing and Sampling Brick Units for Restoration
22-04 01 40 | Maintenance of Stone Assemblies
22-04 01 40 51 | Stone Maintenance
22-04 01 40 52 | Stone Cleaning
22-04 01 40 91 | Stone Restoration
22-04 01 50 | Maintenance of Refractory Masonry
22-04 01 60 | Maintenance of Corrosion-Resistant Masonry
22-04 01 70 | Maintenance of Manufactured Masonry
22-04 03 00 | Conservation Treatment for Period Masonry
22-04 03 01 | Maintenance for Period Masonry
22-04 03 01 13 | Period Masonry Cleaning
22-04 03 05 | Common Work Results for Period Masonry
22-04 03 05 13 | Period Masonry Mortaring
22-04 03 05 16 | Period Masonry Grouting
22-04 03 05 19 | Period Masonry Anchorage and Reinforcing
22-04 03 21 | Conservation Treatment for Period Clay Unit Masonry
22-04 03 21 19 | Clay Brick Conservation Treatment
22-04 03 21 21 | Terra Cotta Conservation Treatment
22-04 03 21 23 | Fiance Block Conservation Treatment
22-04 03 22 | Conservation Treatment for Period Concrete Unit Masonry
22-04 03 24 | Conservation Treatment for Period Adobe Unit Masonry
22-04 03 43 | Conservation Treatment for Period Stone Masonry
22-04 05 00 | Common Work Results for Masonry
22-04 05 05 | Selective Demolition for Masonry
22-04 05 13 | Masonry Mortaring
22-04 05 13 16 | Chemical-Resistant Masonry Mortaring
22-04 05 13 19 | Epoxy Masonry Mortaring
22-04 05 13 23 | Surface Bonding Masonry Mortaring
22-04 05 13 26 | Engineered Masonry Mortaring
22-04 05 13 29 | Refractory Masonry Mortaring
22-04 05 13 91 | Masonry Restoration Mortaring
22-04 05 16 | Masonry Grouting
22-04 05 16 16 | Chemical-Resistant Masonry Grouting
22-04 05 16 26 | Engineered Masonry Grouting
22-04 05 19 | Masonry Anchorage and Reinforcing
22-04 05 19 13 | Continuous Joint Reinforcing
22-04 05 19 16 | Masonry Anchors
22-04 05 19 26 | Masonry Reinforcing Bars
22-04 05 19 29 | Stone Anchors
22-04 05 21 | Masonry Strengthening
22-04 05 23 | Masonry Accessories
22-04 05 23 13 | Masonry Control and Expansion Joints
22-04 05 23 16 | Masonry Embedded Flashing
22-04 05 23 19 | Masonry Cavity Drainage, Weepholes, and Vents
22-04 06 00 | Schedules for Masonry
22-04 06 20 | Schedules for Unit Masonry
22-04 06 20 13 | Masonry Unit Schedule
22-04 06 40 | Schedules for Stone Assemblies
22-04 06 50 | Schedules for Refractory Masonry
22-04 06 60 | Schedules for Corrosion-Resistant Masonry
22-04 06 70 | Schedules for Manufactured Masonry
22-04 08 00 | Commissioning of Masonry
22-04 20 00 | Unit Masonry
22-04 21 00 | Clay Unit Masonry
22-04 21 13 | Brick Masonry
22-04 21 13 13 | Brick Veneer Masonry
22-04 21 13 23 | Surface-Bonded Brick Masonry
22-04 21 16 | Ceramic Glazed Clay Masonry
22-04 21 19 | Clay Tile Masonry
22-04 21 23 | Structural Clay Tile Masonry
22-04 21 26 | Glazed Structural Clay Tile Masonry
22-04 21 29 | Terra Cotta Masonry
22-04 22 00 | Concrete Unit Masonry
22-04 22 00 13 | Concrete Unit Veneer Masonry
22-04 22 00 16 | Surface-Bonded Concrete Unit Masonry
22-04 22 19 | Insulated Concrete Unit Masonry
22-04 22 23 | Architectural Concrete Unit Masonry
22-04 22 23 13 | Exposed Aggregate Concrete Unit Masonry
22-04 22 23 16 | Fluted Concrete Unit Masonry
22-04 22 23 19 | Molded-Face Concrete Unit Masonry
22-04 22 23 23 | Prefaced Concrete Unit Masonry
22-04 22 23 26 | Sound-Absorbing Concrete Unit Masonry
22-04 22 23 29 | Split-Face Concrete Unit Masonry
22-04 22 26 | Autoclaved Aerated Concrete Unit Masonry
22-04 22 33 | Interlocking Concrete Unit Masonry
22-04 23 00 | Glass Unit Masonry
22-04 23 13 | Vertical Glass Unit Masonry
22-04 23 16 | Glass Unit Masonry Floors
22-04 23 19 | Glass Unit Masonry Skylights
22-04 24 00 | Adobe Unit Masonry
22-04 24 13 | Site-Cast Adobe Unit Masonry
22-04 24 16 | Manufactured Adobe Unit Masonry
22-04 25 00 | Unit Masonry Panels
22-04 25 13 | Metal-Supported Unit Masonry Panels
22-04 26 00 | Single-Wythe Unit Masonry
22-04 26 13 | Masonry Veneer
22-04 27 00 | Multiple-Wythe Unit Masonry
22-04 27 13 | Composite Unit Masonry
22-04 27 23 | Cavity Wall Unit Masonry
22-04 28 00 | Concrete Form Masonry Units
22-04 28 13 | Dry-Stacked, Concrete-Filled Masonry Units
22-04 28 23 | Mortar-Set, Concrete-Filled Masonry Units
22-04 29 00 | Engineered Unit Masonry
22-04 40 00 | Stone Assemblies
22-04 41 00 | Dry-Placed Stone
22-04 42 00 | Exterior Stone Cladding
22-04 42 13 | Masonry-Supported Stone Cladding
22-04 42 16 | Steel-Stud-Supported Stone Cladding
22-04 42 19 | Strongback-Frame-Supported Stone Cladding
22-04 42 23 | Truss-Supported Stone Cladding
22-04 42 26 | Grid-System-Supported Stone Cladding
22-04 42 43 | Stone Panels for Curtain Walls
22-04 43 00 | Stone Masonry
22-04 43 13 | Stone Masonry Veneer
22-04 43 13 13 | Anchored Stone Masonry Veneer
22-04 43 13 16 | Adhered Stone Masonry Veneer
22-04 43 16 | Stone Fabrications
22-04 50 00 | Refractory Masonry
22-04 51 00 | Flue Liner Masonry
22-04 52 00 | Combustion Chamber Masonry
22-04 53 00 | Castable Refractory Masonry
22-04 54 00 | Refractory Brick Masonry
22-04 57 00 | Masonry Fireplaces
22-04 57 33 | Modular Masonry Fireplaces
22-04 60 00 | Corrosion-Resistant Masonry
22-04 61 00 | Chemical-Resistant Brick Masonry
22-04 62 00 | Vitrified Clay Liner Plate
22-04 70 00 | Manufactured Masonry
22-04 71 00 | Manufactured Brick Masonry
22-04 71 13 | Calcium Silicate Manufactured Brick Masonry
22-04 72 00 | Cast Stone Masonry
22-04 73 00 | Manufactured Stone Masonry
22-04 73 13 | Calcium Silicate Manufactured Stone Masonry
22-04 73 23 | Lightweight Synthetic Stone
22-05 00 00 | Metals
22-05 01 00 | Maintenance of Metals
22-05 01 10 | Maintenance of Structural Metal Framing
22-05 01 20 | Maintenance of Metal Joists
22-05 01 30 | Maintenance of Metal Decking
22-05 01 40 | Maintenance of Cold-Formed Metal Framing
22-05 01 50 | Maintenance of Metal Fabrications
22-05 01 70 | Maintenance of Decorative Metal
22-05 01 70 91 | Historic Treatment of Decorative Metal
22-05 03 00 | Conservation Treatment for Period Metals
22-05 03 12 | Conservation Treatment for Period Structural Steel
22-05 03 12 13 | Conservation Treatment for Period Architecturally Exposed Steel
22-05 03 12 23 | Conservation Treatment for Period Structural Steel for Buildings
22-05 03 51 | Conservation Treatment for Period Metal Stairs
22-05 03 58 | Conservation Treatment for Period Column Covers
22-05 03 70 | Conservation Treatment for Period Decorative Metal
22-05 03 71 | Conservation Treatment for Period Decorative Metal Stairs
22-05 03 73 | Conservation Treatment for Period Decorative Metal Railings
22-05 03 75 | Conservation Treatment for Period Decorative Formed Metal
22-05 03 76 | Conservation Treatment for Period Decorative Forged Metal
22-05 05 00 | Common Work Results for Metals
22-05 05 05 | Selective Demolition for Metals
22-05 05 13 | Shop-Applied Coatings for Metal
22-05 05 19 | Post-Installed Concrete Anchors
22-05 05 23 | Metal Fastenings
22-05 05 53 | Security Metal Fastenings
22-05 06 00 | Schedules for Metals
22-05 06 10 | Schedules for Structural Metal Framing
22-05 06 10 13 | Steel Column Schedule
22-05 06 10 16 | Steel Beam Schedule
22-05 06 20 | Schedules for Metal Joists
22-05 06 20 13 | Steel Joist Schedule
22-05 06 30 | Schedules for Metal Decking
22-05 06 40 | Schedules for Cold-Formed Metal Framing
22-05 06 50 | Schedules for Metal Fabrications
22-05 06 70 | Schedules for Decorative Metal
22-05 08 00 | Commissioning of Metals
22-05 10 00 | Structural Metal Framing
22-05 12 00 | Structural Steel Framing
22-05 12 13 | Architecturally-Exposed Structural Steel Framing
22-05 12 16 | Fabricated Fire Protected Steel Columns
22-05 12 19 | Buckling Restrained Braces
22-05 12 23 | Structural Steel for Buildings
22-05 12 33 | Structural Steel for Bridges
22-05 13 00 | Structural Stainless-Steel Framing
22-05 14 00 | Structural Aluminum Framing
22-05 14 13 | Architecturally-Exposed Structural Aluminum Framing
22-05 15 00 | Wire Rope Assemblies
22-05 15 13 | Aluminum Wire Rope Assemblies
22-05 15 16 | Steel Wire Rope Assemblies
22-05 15 19 | Stainless-Steel Wire Rope Assemblies
22-05 16 00 | Structural Cabling
22-05 16 13 | Cable Bow Truss Assemblies
22-05 16 33 | Bridge Cabling
22-05 17 00 | Structural Rod Assemblies
22-05 19 00 | Tension Rod and Cable Truss Assemblies
22-05 19 13 | FaÃ§ade Support Truss Assemblies
22-05 19 19 | Canopy Support Truss Assemblies
22-05 20 00 | Metal Joists
22-05 21 00 | Steel Joist Framing
22-05 21 13 | Deep Longspan Steel Joist Framing
22-05 21 16 | Longspan Steel Joist Framing
22-05 21 19 | Open Web Steel Joist Framing
22-05 21 23 | Steel Joist Girder Framing
22-05 25 00 | Aluminum Joist Framing
22-05 30 00 | Metal Decking
22-05 31 00 | Steel Decking
22-05 31 13 | Steel Floor Decking
22-05 31 23 | Steel Roof Decking
22-05 31 33 | Steel Form Decking
22-05 33 00 | Aluminum Decking
22-05 33 13 | Aluminum Floor Decking
22-05 33 23 | Aluminum Roof Decking
22-05 34 00 | Acoustical Metal Decking
22-05 35 00 | Raceway Decking Assemblies
22-05 36 00 | Composite Metal Decking
22-05 36 13 | Composite Steel Plate and Elastomer Decking
22-05 40 00 | Cold-Formed Metal Framing
22-05 41 00 | Structural Metal Stud Framing
22-05 42 00 | Cold-Formed Metal Joist Framing
22-05 42 13 | Cold-Formed Metal Floor Joist Framing
22-05 42 23 | Cold-Formed Metal Roof Joist Framing
22-05 43 00 | Slotted Channel Framing
22-05 44 00 | Cold-Formed Metal Trusses
22-05 44 13 | Cold-Formed Metal Roof Trusses
22-05 45 00 | Metal Support Assemblies
22-05 45 13 | Mechanical Metal Supports
22-05 45 16 | Electrical Metal Supports
22-05 45 19 | Communications Metal Supports
22-05 45 23 | Healthcare Metal Supports
22-05 50 00 | Metal Fabrications
22-05 51 00 | Metal Stairs
22-05 51 13 | Metal Pan Stairs
22-05 51 16 | Metal Floor Plate Stairs
22-05 51 17 | Alternating Tread Stairs
22-05 51 19 | Metal Grating Stairs
22-05 51 23 | Metal Fire Escapes
22-05 51 33 | Metal Ladders
22-05 51 33 13 | Vertical Metal Ladders
22-05 51 33 16 | Inclined Metal Ladders
22-05 51 33 23 | Alternating Tread Ladders
22-05 51 36 | Metal Walkways
22-05 51 36 13 | Metal Catwalks
22-05 51 36 16 | Metal Ramps
22-05 51 36 19 | Metal Platforms
22-05 52 00 | Metal Railings
22-05 52 13 | Pipe and Tube Railings
22-05 53 00 | Metal Gratings
22-05 53 13 | Bar Gratings
22-05 53 16 | Plank Gratings
22-05 53 19 | Expanded Metal Gratings
22-05 54 00 | Metal Floor Plates
22-05 55 00 | Metal Stair Treads and Nosings
22-05 55 13 | Metal Stair Treads
22-05 55 16 | Metal Stair Nosings
22-05 56 00 | Metal Castings
22-05 58 00 | Formed Metal Fabrications
22-05 58 13 | Column Covers
22-05 58 16 | Formed Metal Enclosures
22-05 58 19 | Heating/Cooling Unit Covers
22-05 58 23 | Formed Metal Guards
22-05 59 00 | Metal Specialties
22-05 59 13 | Metal Balconies
22-05 59 63 | Detention Enclosures
22-05 70 00 | Decorative Metal
22-05 71 00 | Decorative Metal Stairs
22-05 71 13 | Fabricated Metal Spiral Stairs
22-05 73 00 | Decorative Metal Railings
22-05 73 13 | Glazed Decorative Metal Railings
22-05 73 16 | Wire Rope Decorative Metal Railings
22-05 74 00 | Decorative Metal Castings
22-05 75 00 | Decorative Formed Metal
22-05 76 00 | Decorative Forged Metal
22-05 77 00 | Decorative Extruded Metal
22-06 00 00 | Wood, Plastics, and Composites
22-06 01 00 | Maintenance of Wood, Plastics, and Composites
22-06 01 10 | Maintenance of Rough Carpentry
22-06 01 10 71 | Rough Carpentry Rehabilitation
22-06 01 10 91 | Rough Carpentry Restoration
22-06 01 10 92 | Rough Carpentry Preservation
22-06 01 20 | Maintenance of Finish Carpentry
22-06 01 20 71 | Finish Carpentry Rehabilitation
22-06 01 20 91 | Finish Carpentry Restoration
22-06 01 20 92 | Finish Carpentry Preservation
22-06 01 40 | Maintenance of Architectural Woodwork
22-06 01 40 51 | Architectural Woodwork Cleaning
22-06 01 40 61 | Architectural Woodwork Refinishing
22-06 01 40 91 | Architectural Woodwork Restoration
22-06 01 50 | Maintenance of Structural Plastics
22-06 01 60 | Maintenance of Plastic Fabrications
22-06 01 60 51 | Plastic Cleaning
22-06 01 60 71 | Plastic Rehabilitation
22-06 01 60 91 | Plastic Restoration
22-06 01 60 92 | Plastic Preservation
22-06 01 70 | Maintenance of Structural Composites
22-06 01 80 | Maintenance of Composite Assemblies
22-06 01 80 51 | Composite Cleaning
22-06 01 80 71 | Composite Rehabilitation
22-06 01 80 91 | Composite Restoration
22-06 01 80 92 | Composite Preservation
22-06 03 00 | Conservation Treatment for Period Wood
22-06 03 01 | Maintenance for Period Wood
22-06 03 01 31 | Period Wood Storage and Protection
22-06 03 05 | Common Work Results for Period Wood
22-06 03 05 73 | Long-term Period Wood Treatment
22-06 03 05 74 | Eradication of Insects in Period Wood
22-06 03 05 75 | Antiseptic Treatment of Period Wood
22-06 03 13 | Conservation Treatment of Period Log Construction
22-06 03 13 23 | Conservation Treatment for Period Heavy Timber
22-06 03 20 | Conservation Treatment for Period Finish Carpentry
22-06 03 20 13 | Period Exterior Finish Carpentry
22-06 03 20 23 | Period Interior Finish Carpentry
22-06 03 40 | Conservation Treatment for Period Architectural Woodwork
22-06 03 40 13 | Period Exterior Architectural Woodwork
22-06 03 40 23 | Period Interior Architectural Woodwork
22-06 05 00 | Common Work Results for Wood, Plastics, and Composites
22-06 05 05 | Selective Demolition for Wood, Plastics, and Composites
22-06 05 23 | Wood, Plastic, and Composite Fastenings
22-06 05 73 | Wood Treatment
22-06 05 73 13 | Fire-Retardant Wood Treatment
22-06 05 73 33 | Preservative Wood Treatment
22-06 05 73 91 | Long-Term Wood Treatment
22-06 05 73 93 | Eradication of Insects in Wood
22-06 05 73 96 | Antiseptic Treatment of Wood
22-06 05 83 | Shop-Applied Wood Coatings
22-06 06 00 | Schedules for Wood, Plastics, and Composites
22-06 06 10 | Schedules for Rough Carpentry
22-06 06 10 13 | Nailing Schedule
22-06 06 10 16 | Wood Beam Schedule
22-06 06 10 19 | Plywood Shear Wall Schedule
22-06 06 10 23 | Plywood Web Joist Schedule
22-06 06 10 26 | Wood Truss Schedule
22-06 06 20 | Schedules for Finish Carpentry
22-06 06 40 | Schedules for Architectural Woodwork
22-06 06 50 | Schedules for Structural Plastics
22-06 06 60 | Schedules for Plastic Fabrications
22-06 06 70 | Schedules for Structural Composites
22-06 06 80 | Schedules for Composite Assemblies
22-06 08 00 | Commissioning of Wood, Plastics, and Composites
22-06 10 00 | Rough Carpentry
22-06 10 53 | Miscellaneous Rough Carpentry
22-06 10 63 | Exterior Rough Carpentry
22-06 11 00 | Wood Framing
22-06 11 13 | Engineered Wood Products
22-06 11 16 | Mechanically Graded Lumber
22-06 12 00 | Structural Panels
22-06 12 13 | Cementitious Reinforced Panels
22-06 12 16 | Stressed Skin Panels
22-06 13 00 | Heavy Timber Construction
22-06 13 13 | Log Construction
22-06 13 13 91 | Period Horizontal Log Work
22-06 13 16 | Pole Construction
22-06 13 23 | Heavy Timber Framing
22-06 13 26 | Heavy Timber Trusses
22-06 13 33 | Heavy Timber Pier Construction
22-06 14 00 | Treated Wood Foundations
22-06 15 00 | Wood Decking
22-06 15 13 | Wood Floor Decking
22-06 15 13 91 | Carvel Planking
22-06 15 16 | Wood Roof Decking
22-06 15 19 | Timber Decking
22-06 15 23 | Laminated Wood Decking
22-06 15 33 | Wood Patio Decking
22-06 16 00 | Sheathing
22-06 16 13 | Insulating Sheathing
22-06 16 23 | Subflooring
22-06 16 26 | Underlayment
22-06 16 33 | Wood Board Sheathing
22-06 16 36 | Wood Panel Product Sheathing
22-06 16 43 | Gypsum Sheathing
22-06 16 53 | Moisture-Resistant Sheathing Board
22-06 16 63 | Cementitious Sheathing
22-06 17 00 | Shop-Fabricated Structural Wood
22-06 17 13 | Laminated Veneer Lumber
22-06 17 19 | Cross-Laminated Timber
22-06 17 21 | Dowel-Laminated Timber
22-06 17 23 | Parallel Strand Lumber
22-06 17 33 | Wood I-Joists
22-06 17 36 | Metal-Web Wood Joists
22-06 17 43 | Rim Boards
22-06 17 53 | Shop-Fabricated Wood Trusses
22-06 18 00 | Glued-Laminated Construction
22-06 18 13 | Glued-Laminated Beams
22-06 18 16 | Glued-Laminated Columns
22-06 20 00 | Finish Carpentry
22-06 20 13 | Exterior Finish Carpentry
22-06 20 23 | Interior Finish Carpentry
22-06 22 00 | Millwork
22-06 22 13 | Standard Pattern Wood Trim
22-06 25 00 | Prefinished Paneling
22-06 25 13 | Prefinished Hardboard Paneling
22-06 25 16 | Prefinished Plywood Paneling
22-06 26 00 | Board Paneling
22-06 26 13 | Profile Board Paneling
22-06 40 00 | Architectural Woodwork
22-06 40 13 | Exterior Architectural Woodwork
22-06 40 23 | Interior Architectural Woodwork
22-06 41 00 | Architectural Wood Casework
22-06 41 13 | Wood-Veneer-Faced Architectural Cabinets
22-06 41 16 | Plastic-Laminate-Clad Architectural Cabinets
22-06 41 93 | Cabinet and Drawer Hardware
22-06 42 00 | Wood Paneling
22-06 42 13 | Wood Board Paneling
22-06 42 14 | Stile and Rail Wood Paneling
22-06 42 16 | Flush Wood Paneling
22-06 42 19 | Plastic-Laminate-Faced Wood Paneling
22-06 43 00 | Wood Stairs and Railings
22-06 43 13 | Wood Stairs
22-06 43 16 | Wood Railings
22-06 44 00 | Ornamental Woodwork
22-06 44 13 | Wood Turnings
22-06 44 16 | Wood Pilasters
22-06 44 19 | Wood Grilles
22-06 44 23 | Wood Corbels
22-06 44 26 | Wood Cupolas
22-06 44 29 | Wood Finials
22-06 44 33 | Wood Mantels
22-06 44 36 | Wood Pediment Heads
22-06 44 39 | Wood Posts and Columns
22-06 46 00 | Wood Trim
22-06 46 13 | Wood Door and Window Casings
22-06 46 16 | Wood Aprons
22-06 46 19 | Wood Base and Shoe Moldings
22-06 46 23 | Wood Chair Rails
22-06 46 26 | Wood Cornices
22-06 46 29 | Wood Fasciae and Soffits
22-06 46 33 | Wood Stops, Stools, and Sills
22-06 46 91 | Splicing of Wooden Components
22-06 48 00 | Wood Frames
22-06 48 13 | Exterior Wood Door Frames
22-06 48 16 | Interior Wood Door Frames
22-06 48 19 | Ornamental Wood Frames
22-06 48 23 | Stick-Built Wood Windows
22-06 48 26 | Wood-Veneer Frames
22-06 49 00 | Wood Screens and Shutters
22-06 49 13 | Wood Screens
22-06 49 16 | Wood Blinds
22-06 49 19 | Wood Shutters
22-06 50 00 | Structural Plastics
22-06 51 00 | Structural Plastic Shapes and Plates
22-06 51 13 | Plastic Lumber
22-06 52 00 | Plastic Structural Assemblies
22-06 53 00 | Plastic Decking
22-06 53 13 | Solid Plastic Decking
22-06 60 00 | Plastic Fabrications
22-06 61 00 | Cast Polymer Fabrications
22-06 61 13 | Simulated Stone Fabrications
22-06 61 16 | Solid Surfacing Fabrications
22-06 62 00 | Plastic Foam Fabrications
22-06 63 00 | Plastic Railings
22-06 64 00 | Plastic Paneling
22-06 64 13 | Plastic Lattice Paneling
22-06 65 00 | Plastic Trim
22-06 66 00 | Custom Ornamental Simulated Woodwork
22-06 70 00 | Structural Composites
22-06 71 00 | Structural Composite Shapes and Plates
22-06 71 13 | Composite Lumber
22-06 72 00 | Composite Structural Assemblies
22-06 72 13 | Composite Joist Assemblies
22-06 72 23 | Composite Stair Assemblies
22-06 73 00 | Composite Decking
22-06 73 13 | Composite Structural Decking
22-06 74 00 | Composite Gratings
22-06 74 13 | Fiberglass Reinforced Gratings
22-06 80 00 | Composite Fabrications
22-06 81 00 | Composite Railings
22-06 81 13 | Glass-Fiber-Reinforced Plastic Railings
22-06 82 00 | Composite Trim
22-06 83 00 | Composite Paneling
22-06 83 13 | Resin Composite Paneling
22-06 83 16 | Fiberglass Reinforced Paneling
22-07 00 00 | Thermal and Moisture Protection
22-07 01 00 | Operation and Maintenance of Thermal and Moisture Protection
22-07 01 10 | Maintenance of Dampproofing and Waterproofing
22-07 01 10 81 | Waterproofing Replacement
22-07 01 20 | Maintenance of Thermal Protection
22-07 01 30 | Maintenance of Steep Slope Roofing
22-07 01 40 | Maintenance of Roofing and Siding Panels
22-07 01 50 | Maintenance of Membrane Roofing
22-07 01 50 13 | Roof Moisture Survey
22-07 01 50 16 | Roof Maintenance Program
22-07 01 50 19 | Preparation for Re-Roofing
22-07 01 50 23 | Roof Removal
22-07 01 50 61 | Roof Re-Coating
22-07 01 50 81 | Roof Replacement
22-07 01 50 91 | Roofing Restoration
22-07 01 60 | Maintenance of Flashing and Sheet Metal
22-07 01 60 71 | Flashing and Sheet Metal Rehabilitation
22-07 01 60 91 | Flashing and Sheet Metal Restoration
22-07 01 60 92 | Flashing and Sheet Metal Preservation
22-07 01 70 | Operation and Maintenance of Roof Specialties and Accessories
22-07 01 80 | Maintenance of Fire and Smoke Protection
22-07 01 90 | Maintenance of Joint Protection
22-07 01 90 71 | Joint Sealant Rehabilitation
22-07 01 90 81 | Joint Sealant Replacement
22-07 03 00 | Conservation Treatment for Period Roofing
22-07 03 30 | Conservation Treatment for Period Steep Slope Roofing
22-07 03 30 13 | Conservation Treatment for Period Canvas Roofing
22-07 03 30 16 | Conservation Treatment for Period Board Roofing
22-07 03 31 | Conservation Treatment for Period Shingles and Shakes
22-07 03 31 16 | Conservation Treatment for Period Metal Shingles
22-07 03 31 26 | Conservation Treatment for Period Slate Shingles
22-07 03 31 29 | Conservation Treatment for Period Wood Shingles and Shakes
22-07 03 32 | Conservation Treatment for Period Roof Tiles
22-07 03 32 13 | Conservation Treatment for Period Clay Roof Tiles
22-07 03 32 16 | Conservation Treatment for Period Concrete Roof Tiles
22-07 03 32 19 | Conservation Treatment for Period Metal Roof Tiles
22-07 03 33 | Conservation Treatment for Period Natural Roof Coverings
22-07 03 33 13 | Conservation Treatment for Period Sod Roofing
22-07 03 40 | Conservation Treatment for Period Roofing and Siding Panels
22-07 03 41 | Conservative Treatment for Period Roof Panels
22-07 03 41 13 | Conservation Treatment for Period Metal Roof Panels
22-07 03 41 23 | Conservation Treatment for Period Wood Roof Panels
22-07 03 46 | Conservation Treatment for Period Wood Siding
22-07 03 60 | Conservation Treatment of Period Flashing and Sheet Metal
22-07 03 61 | Conservation Treatment for Period Sheet Metal Roofing
22-07 03 61 13 | Conservation Treatment for Period Standing Seam Sheet Metal Roofing
22-07 03 61 16 | Conservation Treatment for Period Batten Seam Sheet Metal Roofing
22-07 03 61 19 | Conservation Treatment for Period Flat Seam Sheet Metal Roofing
22-07 05 00 | Common Work Results for Thermal and Moisture Protection
22-07 05 05 | Selective Demolition for Thermal and Moisture Protection
22-07 05 43 | Cladding Support Systems
22-07 05 53 | Fire and Smoke Assembly Identification
22-07 06 00 | Schedules for Thermal and Moisture Protection
22-07 06 10 | Schedules for Dampproofing and Waterproofing
22-07 06 20 | Schedules for Thermal Protection
22-07 06 30 | Schedules for Steep Slope Roofing
22-07 06 40 | Schedules for Roofing and Siding Panels
22-07 06 50 | Schedules for Membrane Roofing
22-07 06 60 | Schedules for Flashing and Sheet Metal
22-07 06 70 | Schedules for Roof Specialties and Accessories
22-07 06 80 | Schedules for Fire and Smoke Protection
22-07 06 80 13 | Fire Protection Schedule
22-07 06 80 16 | Firestopping Schedule
22-07 06 90 | Schedules for Joint Protection
22-07 06 90 13 | Joint Sealant Schedule
22-07 08 00 | Commissioning of Thermal and Moisture Protection
22-07 10 00 | Dampproofing and Waterproofing
22-07 11 00 | Dampproofing
22-07 11 13 | Bituminous Dampproofing
22-07 11 16 | Cementitious Dampproofing
22-07 11 19 | Sheet Dampproofing
22-07 12 00 | Built-Up Bituminous Waterproofing
22-07 12 13 | Built-Up Asphalt Waterproofing
22-07 12 16 | Built-Up Coal Tar Waterproofing
22-07 13 00 | Sheet Waterproofing
22-07 13 13 | Bituminous Sheet Waterproofing
22-07 13 26 | Self-Adhering Sheet Waterproofing
22-07 13 52 | Modified Bituminous Sheet Waterproofing
22-07 13 53 | Elastomeric Sheet Waterproofing
22-07 13 54 | Thermoplastic Sheet Waterproofing
22-07 14 00 | Fluid-Applied Waterproofing
22-07 14 13 | Hot Fluid-Applied Rubberized Asphalt Waterproofing
22-07 14 14 | Hot Fluid-Applied Polyurea Waterproofing
22-07 14 16 | Cold Fluid-Applied Waterproofing
22-07 15 00 | Sheet Metal Waterproofing
22-07 15 13 | Sheet Lead Waterproofing
22-07 16 00 | Cementitious and Reactive Waterproofing
22-07 16 13 | Polymer Modified Cement Waterproofing
22-07 16 16 | Crystalline Waterproofing
22-07 16 19 | Metal Oxide Waterproofing
22-07 17 00 | Bentonite Waterproofing
22-07 17 13 | Bentonite Panel Waterproofing
22-07 17 16 | Bentonite Composite Sheet Waterproofing
22-07 18 00 | Traffic Coatings
22-07 18 13 | Pedestrian Traffic Coatings
22-07 18 16 | Vehicular Traffic Coatings
22-07 19 00 | Water Repellents
22-07 19 13 | Acrylic Water Repellents
22-07 19 16 | Silane Water Repellents
22-07 19 19 | Silicone Water Repellents
22-07 19 23 | Siloxane Water Repellents
22-07 19 26 | Stearate Water Repellents
22-07 19 29 | Penetrating Polyester Water Repellents
22-07 20 00 | Thermal Protection
22-07 21 00 | Thermal Insulation
22-07 21 13 | Board Insulation
22-07 21 13 13 | Foam Board Insulation
22-07 21 13 16 | Fibrous Board Insulation
22-07 21 13 19 | Mineral Board Insulation
22-07 21 16 | Blanket Insulation
22-07 21 19 | Foamed-In-Place Insulation
22-07 21 23 | Loose-Fill Insulation
22-07 21 26 | Blown Insulation
22-07 21 29 | Sprayed Insulation
22-07 21 53 | Reflective Insulation
22-07 21 63 | Fluid-Applied Insulative Coating
22-07 22 00 | Roof and Deck Insulation
22-07 22 13 | Asphaltic Perlite Concrete Deck
22-07 22 16 | Roof Board Insulation
22-07 24 00 | Exterior Insulation and Finish Systems
22-07 24 13 | Polymer-Based Exterior Insulation and Finish System
22-07 24 16 | Polymer-Modified Exterior Insulation and Finish System
22-07 24 19 | Water-Drainage Exterior Insulation and Finish System
22-07 24 23 | Direct-Applied Finish Systems
22-07 25 00 | Weather Barriers
22-07 26 00 | Vapor Retarders
22-07 26 13 | Above-Grade Vapor Retarders
22-07 26 16 | Below-Grade Vapor Retarders
22-07 26 23 | Below-Grade Gas Retarders
22-07 27 00 | Air Barriers
22-07 27 13 | Modified Bituminous Sheet Air Barriers
22-07 27 16 | Sheet Metal Membrane Air Barriers
22-07 27 19 | Plastic Sheet Air Barriers
22-07 27 23 | Board Product Air Barriers
22-07 27 26 | Fluid-Applied Membrane Air Barriers
22-07 27 36 | Sprayed Foam Air Barrier
22-07 30 00 | Steep Slope Roofing
22-07 30 91 | Canvas Roofing
22-07 31 00 | Shingles and Shakes
22-07 31 13 | Asphalt Shingles
22-07 31 13 13 | Fiberglass-Reinforced Asphalt Shingles
22-07 31 16 | Metal Shingles
22-07 31 19 | Mineral-Fiber Cement Shingles
22-07 31 23 | Porcelain Enamel Shingles
22-07 31 26 | Slate Shingles
22-07 31 29 | Wood Shingles and Shakes
22-07 31 29 13 | Wood Shingles
22-07 31 29 16 | Wood Shakes
22-07 31 33 | Composite Rubber Shingles
22-07 31 53 | Plastic Shakes
22-07 32 00 | Roof Tiles
22-07 32 13 | Clay Roof Tiles
22-07 32 14 | Ceramic and Porcelain Roof Tiles
22-07 32 16 | Concrete Roof Tiles
22-07 32 19 | Metal Roof Tiles
22-07 32 23 | Mineral-Fiber Cement Roof Tiles
22-07 32 26 | Plastic Roof Tiles
22-07 32 29 | Rubber Tiles/Panels
22-07 33 00 | Natural Roof Coverings
22-07 33 13 | Sod Roofing
22-07 33 16 | Thatched Roofing
22-07 33 63 | Vegetated Steep-Slope Roofing
22-07 40 00 | Roofing and Siding Panels
22-07 41 00 | Roof Panels
22-07 41 13 | Metal Roof Panels
22-07 41 16 | Insulated Metal Roof Panels
22-07 41 23 | Wood Roof Panels
22-07 41 33 | Plastic Roof Panels
22-07 41 43 | Composite Roof Panels
22-07 41 63 | Fabricated Roof Panel Assemblies
22-07 42 00 | Wall Panels
22-07 42 13 | Metal Wall Panels
22-07 42 13 13 | Formed Metal Wall Panels
22-07 42 13 16 | Metal Plate Wall Panels
22-07 42 13 19 | Insulated Metal Wall Panels
22-07 42 13 23 | Metal Composite Material Wall Panels
22-07 42 23 | Wood Wall Panels
22-07 42 26 | Tile Wall Panels
22-07 42 29 | Terra Cotta Wall Panels
22-07 42 33 | Plastic Wall Panels
22-07 42 43 | Composite Wall Panels
22-07 42 46 | Cementitious Wall Panels
22-07 42 63 | Fabricated Wall Panel Assemblies
22-07 42 93 | Soffit Panels
22-07 44 00 | Faced Panels
22-07 44 13 | Aggregate Coated Panels
22-07 44 16 | Porcelain Enameled Faced Panels
22-07 44 19 | Tile-Faced Panels
22-07 44 23 | Ceramic-Tile-Faced Panels
22-07 44 33 | Metal Faced Panels
22-07 44 53 | Glass-Fiber-Reinforced Cementitious Panels
22-07 44 56 | Mineral-Fiber-Reinforced Cementitious Panels
22-07 44 63 | Fabricated Faced Panel Assemblies
22-07 46 00 | Siding
22-07 46 16 | Aluminum Siding
22-07 46 19 | Steel Siding
22-07 46 21 | Zinc Siding
22-07 46 23 | Wood Siding
22-07 46 24 | Wood Shingle and Shake Siding
22-07 46 24 13 | Wood Shingle Siding
22-07 46 24 16 | Wood Shake Siding
22-07 46 26 | Hardboard Siding
22-07 46 29 | Plywood Siding
22-07 46 33 | Plastic Siding
22-07 46 43 | Composition Siding
22-07 46 46 | Fiber-Cement Siding
22-07 46 63 | Fabricated Panel Assemblies with Siding
22-07 50 00 | Membrane Roofing
22-07 51 00 | Built-Up Bituminous Roofing
22-07 51 13 | Built-Up Asphalt Roofing
22-07 51 13 13 | Cold-Applied Built-Up Asphalt Roofing
22-07 51 16 | Built-Up Coal Tar Roofing
22-07 51 23 | Glass-Fiber-Reinforced Asphalt Emulsion Roofing
22-07 52 00 | Modified Bituminous Membrane Roofing
22-07 52 13 | Atactic-Polypropylene-Modified Bituminous Membrane Roofing
22-07 52 13 11 | Cold Adhesive Applied Atactic-Polypropylene-Modified Bituminous Membrane Roofing
22-07 52 13 13 | Torch-Applied Atactic-Polypropylene-Modified Bituminous Membrane Roofing
22-07 52 13 14 | Mechanically Fastened Atactic-Polypropylene-Modified Bituminous Membrane Roofing
22-07 52 16 | Styrene-Butadiene-Styrene Modified Bituminous Membrane Roofing
22-07 52 16 11 | Cold Adhesive Styrene-Butadiene-Styrene Modified Bituminous Membrane Roofing
22-07 52 16 12 | Hot-Mopped Styrene-Butadiene-Styrene Modified Bituminous Membrane Roofing
22-07 52 16 13 | Torch-Applied Styrene-Butadiene-Styrene Modified Bituminous Membrane Roofing
22-07 52 16 14 | Mechanically Fastened Styrene-Butadiene-Styrene Modified Bituminous Membrane Roofing
22-07 53 00 | Elastomeric Membrane Roofing
22-07 53 13 | Chlorinated-Polyethylene Roofing
22-07 53 16 | Chlorosulfonate-Polyethylene Roofing
22-07 53 23 | Ethylene-Propylene-Diene-Monomer Roofing
22-07 53 29 | Polyisobutylene Roofing
22-07 54 00 | Thermoplastic Membrane Roofing
22-07 54 13 | Copolymer-Alloy Roofing
22-07 54 16 | Ketone Ethylene Ester Roofing
22-07 54 19 | Polyvinyl-Chloride Roofing
22-07 54 23 | Thermoplastic-Polyolefin Roofing
22-07 54 26 | Nitrile-Butadiene-Polymer Roofing
22-07 55 00 | Protected Membrane Roofing
22-07 55 51 | Built-Up Bituminous Protected Membrane Roofing
22-07 55 52 | Modified Bituminous Protected Membrane Roofing
22-07 55 53 | Elastomeric Protected Membrane Roofing
22-07 55 54 | Thermoplastic Protected Membrane Roofing
22-07 55 56 | Fluid-Applied Protected Membrane Roofing
22-07 55 56 13 | Hot-Applied Rubberized Asphalt Protected Membrane Roofing
22-07 55 63 | Vegetated Protected Membrane Roofing
22-07 56 00 | Fluid-Applied Roofing
22-07 57 00 | Coated Foamed Roofing
22-07 57 13 | Sprayed Polyurethane Foam Roofing
22-07 58 00 | Roll Roofing
22-07 60 00 | Flashing and Sheet Metal
22-07 61 00 | Sheet Metal Roofing
22-07 61 13 | Standing Seam Sheet Metal Roofing
22-07 61 16 | Batten Seam Sheet Metal Roofing
22-07 61 19 | Flat Seam Sheet Metal Roofing
22-07 62 00 | Sheet Metal Flashing and Trim
22-07 62 13 | Fabricated Copings
22-07 62 16 | Fabricated Counterflashing Systems
22-07 62 19 | Fabricated Gravel Stops and Fasciae
22-07 62 23 | Fabricated Gutters and Downspouts
22-07 62 29 | Fabricated Roof Expansion Joints
22-07 62 33 | Fabricated Scuppers
22-07 63 00 | Sheet Metal Roofing Specialties
22-07 64 00 | Sheet Metal Wall Cladding
22-07 64 13 | Standing Seam Sheet Metal Wall Cladding
22-07 64 16 | Batten Seam Sheet Metal Wall Cladding
22-07 64 19 | Flat Seam Sheet Metal Wall Cladding
22-07 65 00 | Flexible Flashing
22-07 65 13 | Laminated Sheet Flashing
22-07 65 16 | Modified Bituminous Sheet Flashing
22-07 65 19 | Plastic Sheet Flashing
22-07 65 23 | Rubber Sheet Flashing
22-07 65 26 | Self-Adhering Sheet Flashing
22-07 70 00 | Roof and Wall Specialties and Accessories
22-07 71 00 | Roof Specialties
22-07 71 13 | Manufactured Copings
22-07 71 16 | Manufactured Counterflashing Systems
22-07 71 19 | Manufactured Gravel Stops and Fasciae
22-07 71 23 | Manufactured Gutters and Downspouts
22-07 71 23 13 | Gutter Debris Guards
22-07 71 26 | Reglets
22-07 71 29 | Manufactured Roof Expansion Joints
22-07 71 33 | Manufactured Scuppers
22-07 72 00 | Roof Accessories
22-07 72 13 | Manufactured Curbs
22-07 72 23 | Relief Vents
22-07 72 26 | Ridge Vents
22-07 72 33 | Roof Hatches
22-07 72 36 | Smoke Vents
22-07 72 39 | Operable Roof Vents
22-07 72 43 | Roof Walk Boards
22-07 72 46 | Roof Walkways
22-07 72 53 | Snow Guards
22-07 72 63 | Waste Containment Assemblies
22-07 72 73 | Vegetated Roof Systems
22-07 76 00 | Roof Pavers
22-07 76 13 | Roof Ballast Pavers
22-07 76 16 | Roof Decking Pavers
22-07 77 00 | Wall Specialties
22-07 80 00 | Fire and Smoke Protection
22-07 81 00 | Applied Fire Protection
22-07 81 13 | Cement Aggregate Fire Protection
22-07 81 16 | Cementitious Fire Protection
22-07 81 19 | Foamed Magnesium-Oxychloride Fire Protection
22-07 81 23 | Intumescent Fire Protection
22-07 81 26 | Magnesium Cement Fire Protection
22-07 81 29 | Mineral-Fiber Cementitious Fire Protection
22-07 81 33 | Mineral-Fiber Fire Protection
22-07 82 00 | Board Fire Protection
22-07 82 13 | Calcium-Silicate Board Fire Protection
22-07 82 16 | Slag-Fiber Board Fire Protection
22-07 84 00 | Firestopping
22-07 84 13 | Penetration Firestopping
22-07 84 13 13 | Penetration Firestopping Mortars
22-07 84 13 16 | Penetration Firestopping Devices
22-07 84 43 | Joint Firestopping
22-07 84 53 | Building Perimeter Firestopping
22-07 86 00 | Smoke Seals
22-07 87 00 | Smoke Containment Barriers
22-07 90 00 | Joint Protection
22-07 91 00 | Preformed Joint Seals
22-07 91 13 | Compression Seals
22-07 91 16 | Joint Gaskets
22-07 91 23 | Backer Rods
22-07 91 26 | Joint Fillers
22-07 92 00 | Joint Sealants
22-07 92 13 | Elastomeric Joint Sealants
22-07 92 16 | Rigid Joint Sealants
22-07 92 19 | Acoustical Joint Sealants
22-07 95 00 | Expansion Control
22-07 95 13 | Expansion Joint Cover Assemblies
22-07 95 13 13 | Interior Expansion Joint Cover Assemblies
22-07 95 13 16 | Exterior Expansion Joint Cover Assemblies
22-07 95 13 19 | Parking Deck Expansion Joint Cover Assemblies
22-07 95 53 | Joint Slide Bearings
22-07 95 63 | Bridge Expansion Joint Cover Assemblies
22-08 00 00 | Openings
22-08 01 00 | Operation and Maintenance of Openings
22-08 01 10 | Operation and Maintenance of Doors and Frames
22-08 01 11 | Operation and Maintenance of Metal Doors and Frames
22-08 01 14 | Operation and Maintenance of Wood Doors
22-08 01 15 | Operation and Maintenance of Plastic Doors
22-08 01 16 | Operation and Maintenance of Composite Doors
22-08 01 17 | Operation and Maintenance of Integrated Door Opening Assemblies
22-08 01 30 | Operation and Maintenance of Specialty Doors and Frames
22-08 01 32 | Operation and Maintenance of Sliding Glass Doors
22-08 01 33 | Operation and Maintenance of Coiling Doors and Grilles
22-08 01 34 | Operation and Maintenance of Special Function Doors
22-08 01 35 | Operation and Maintenance of Folding Doors and Grilles
22-08 01 36 | Operation and Maintenance of Panel Doors
22-08 01 39 | Operation and Maintenance of Traffic Doors
22-08 01 40 | Operation and Maintenance of Entrances, Storefronts, and Curtain Walls
22-08 01 41 | Operation and Maintenance of Entrances
22-08 01 42 | Operation and Maintenance of Storefronts
22-08 01 44 | Operation and Maintenance of Curtain Walls
22-08 01 50 | Operation and Maintenance of Windows
22-08 01 51 | Operation and Maintenance of Metal Windows
22-08 01 52 | Operation and Maintenance of Wood Windows
22-08 01 52 61 | Wood Window Repairs
22-08 01 52 71 | Wood Window Rehabilitation
22-08 01 52 81 | Wood Window Replacement
22-08 01 52 91 | Wood Window Restoration
22-08 01 52 93 | Historic Treatment of Wood Windows
22-08 01 53 | Operation and Maintenance of Plastic Windows
22-08 01 54 | Operation and Maintenance of Composite Windows
22-08 01 56 | Operation and Maintenance of Special Function Windows
22-08 01 60 | Operation and Maintenance of Skylights and Roof Windows
22-08 01 61 | Operation and Maintenance of Roof Windows
22-08 01 62 | Operation and Maintenance of Unit Skylights
22-08 01 63 | Operation and Maintenance of Metal-Framed Skylights
22-08 01 64 | Operation and Maintenance of Plastic-Framed Skylights
22-08 01 70 | Operation and Maintenance of Hardware
22-08 01 71 | Operation and Maintenance of Door Hardware
22-08 01 74 | Operation and Maintenance of Access Control Hardware
22-08 01 75 | Operation and Maintenance of Window Hardware
22-08 01 80 | Maintenance of Glazing
22-08 01 81 | Maintenance of Glass Glazing
22-08 01 84 | Maintenance of Plastic Glazing
22-08 01 88 | Maintenance of Special Function Glazing
22-08 01 90 | Operation and Maintenance of Louvers and Vents
22-08 01 91 | Operation and Maintenance of Louvers
22-08 01 92 | Operation and Maintenance of Louvered Equipment Enclosures
22-08 01 95 | Operation and Maintenance of Vents
22-08 03 00 | Conservation Treatment for Period Openings
22-08 03 11 | Conservation Treatment for Period Metal Doors and Frames
22-08 03 11 23 | Conservation Treatment for Period Bronze Doors and Frames
22-08 03 14 | Conservation Treatment for Period Wood Doors
22-08 03 14 23 | Conservation Treatment for Period Metal-Faced Wood Doors
22-08 03 14 33 | Conservation Treatment for Period Stile and Rail Wood Doors
22-08 03 30 | Conservation Treatment for Period Specialty Doors and Frames
22-08 03 34 | Conservation Treatment for Period Special Function Doors
22-08 03 34 59 | Conservation Treatment for Period Vault Doors
22-08 03 50 | Conservation Treatment for Period Windows
22-08 03 51 | Conservation Treatment for Period Metal Windows
22-08 03 51 16 | Conservation Treatment for Period Bronze Windows
22-08 03 51 23 | Conservation Treatment for Period Steel Windows
22-08 03 52 | Conservation Treatment for Period Wood Windows
22-08 03 70 | Conservation Treatment for Period Hardware
22-08 03 71 | Conservation Treatment for Period Door Hardware
22-08 03 75 | Conservation Treatment for Period Window Hardware
22-08 03 90 | Conservation Treatment for Period Louvers and Vents
22-08 03 91 | Conservation Treatment for Period Louvers
22-08 03 95 | Conservation Treatment for Period Vents
22-08 05 00 | Common Work Results for Openings
22-08 05 05 | Selective Demolition for Openings
22-08 06 00 | Schedules for Openings
22-08 06 10 | Door Schedule
22-08 06 10 13 | Door Type Schedule
22-08 06 10 16 | Frame Type Schedule
22-08 06 40 | Schedules for Entrances, Storefronts, and Curtain Walls
22-08 06 41 | Entrance Schedule
22-08 06 42 | Storefront Schedule
22-08 06 50 | Window Schedule
22-08 06 60 | Skylight Schedule
22-08 06 70 | Hardware Schedule
22-08 06 71 | Door Hardware Schedule
22-08 06 80 | Glazing Schedule
22-08 06 90 | Louver and Vent Schedule
22-08 08 00 | Commissioning of Openings
22-08 10 00 | Doors and Frames
22-08 11 00 | Metal Doors and Frames
22-08 11 13 | Hollow Metal Doors and Frames
22-08 11 13 13 | Standard Hollow Metal Doors and Frames
22-08 11 13 16 | Custom Hollow Metal Doors and Frames
22-08 11 16 | Aluminum Doors and Frames
22-08 11 19 | Stainless-Steel Doors and Frames
22-08 11 23 | Bronze Doors and Frames
22-08 11 63 | Metal Screen and Storm Doors and Frames
22-08 11 63 13 | Steel Screen and Storm Doors and Frames
22-08 11 63 23 | Aluminum Screen and Storm Doors and Frames
22-08 11 66 | Metal Screen Doors and Frames
22-08 11 66 13 | Steel Screen Doors and Frames
22-08 11 66 23 | Aluminum Screen Doors and Frames
22-08 11 69 | Metal Storm Doors and Frames
22-08 11 69 13 | Steel Storm Doors and Frames
22-08 11 69 23 | Aluminum Storm Doors and Frames
22-08 11 73 | Sliding Metal Fire Doors
22-08 11 74 | Sliding Metal Grilles
22-08 12 00 | Metal Frames
22-08 12 13 | Hollow Metal Frames
22-08 12 13 13 | Standard Hollow Metal Frames
22-08 12 13 53 | Custom Hollow Metal Frames
22-08 12 16 | Aluminum Frames
22-08 12 16 13 | Fire-Rated Aluminum Frames
22-08 12 19 | Stainless-Steel Frames
22-08 12 23 | Bronze Frames
22-08 13 00 | Metal Doors
22-08 13 13 | Hollow Metal Doors
22-08 13 13 13 | Standard Hollow Metal Doors
22-08 13 13 53 | Custom Hollow Metal Doors
22-08 13 16 | Aluminum Doors
22-08 13 16 13 | Aluminum Terrace Doors
22-08 13 19 | Stainless-Steel Doors
22-08 13 23 | Bronze Doors
22-08 13 73 | Sliding Metal Doors
22-08 13 76 | Bifolding Metal Doors
22-08 14 00 | Wood Doors
22-08 14 13 | Carved Wood Doors
22-08 14 16 | Flush Wood Doors
22-08 14 23 | Clad Wood Doors
22-08 14 23 13 | Metal-Faced Wood Doors
22-08 14 23 16 | Plastic-Laminate-Faced Wood Doors
22-08 14 23 17 | Plastic-Faced Wood Doors
22-08 14 23 19 | Molded-Hardboard-Faced Wood Doors
22-08 14 29 | Prefinished Wood Doors
22-08 14 33 | Stile and Rail Wood Doors
22-08 14 33 13 | Wood Terrace Doors
22-08 14 66 | Wood Screen Doors
22-08 14 69 | Wood Storm Doors
22-08 14 73 | Sliding Wood Doors
22-08 14 76 | Bifolding Wood Doors
22-08 15 00 | Plastic Doors
22-08 15 13 | Laminated Plastic Doors
22-08 15 16 | Solid Plastic Doors
22-08 15 66 | Plastic Screen Doors
22-08 15 69 | Plastic Storm Doors
22-08 15 73 | Sliding Plastic Doors
22-08 15 76 | Bifolding Plastic Doors
22-08 16 00 | Composite Doors
22-08 16 13 | Fiberglass Doors
22-08 16 73 | Sliding Composite Doors
22-08 16 76 | Bifolding Composite Doors
22-08 17 00 | Integrated Door Opening Assemblies
22-08 17 13 | Integrated Metal Door Opening Assemblies
22-08 17 23 | Integrated Wood Door Opening Assemblies
22-08 17 33 | Integrated Plastic Door Opening Assemblies
22-08 17 43 | Integrated Composite Door Opening Assemblies
22-08 18 00 | Glass Doors
22-08 18 13 | Swinging Glass Doors
22-08 18 16 | Sliding Glass Doors
22-08 18 19 | Bifolding Glass Doors
22-08 30 00 | Specialty Doors and Frames
22-08 31 00 | Access Doors and Panels
22-08 31 13 | Access Doors and Frames
22-08 31 13 53 | Security Access Doors and Frames
22-08 31 16 | Access Panels and Frames
22-08 31 23 | Floor Doors
22-08 32 13 | Sliding Aluminum-Framed Glass Doors
22-08 32 16 | Sliding Plastic-Framed Glass Doors
22-08 32 19 | Sliding Wood-Framed Glass Doors
22-08 33 00 | Coiling Doors and Grilles
22-08 33 13 | Coiling Counter Doors
22-08 33 16 | Coiling Counter Grilles
22-08 33 23 | Overhead Coiling Doors
22-08 33 23 13 | Overhead Rapid Coiling Doors
22-08 33 26 | Overhead Coiling Grilles
22-08 33 33 | Side Coiling Doors
22-08 33 36 | Side Coiling Grilles
22-08 33 43 | Overhead Coiling Smoke Curtains
22-08 33 44 | Overhead Coiling Fire Curtains
22-08 34 00 | Special Function Doors
22-08 34 13 | Cold Storage Doors
22-08 34 16 | Hangar Doors
22-08 34 19 | Industrial Doors
22-08 34 33 | Lightproof Doors
22-08 34 36 | Darkroom Doors
22-08 34 46 | Radio-Frequency-Interference Shielding Doors
22-08 34 49 | Radiation Shielding Doors and Frames
22-08 34 49 13 | Neutron Shielding Doors and Frames
22-08 34 53 | Security Doors and Frames
22-08 34 56 | Security Gates
22-08 34 58 | File Room Doors and Frames
22-08 34 59 | Vault Doors and Day Gates
22-08 34 73 | Sound Control Door Assemblies
22-08 34 73 13 | Metal Sound Control Door Assemblies
22-08 34 73 16 | Wood Sound Control Door Assemblies
22-08 35 00 | Folding Doors and Grilles
22-08 35 13 | Folding Doors
22-08 35 13 13 | Accordion Folding Doors
22-08 35 13 23 | Accordion Folding Fire Doors
22-08 35 13 33 | Panel Folding Doors
22-08 35 16 | Folding Grilles
22-08 35 16 13 | Accordion Folding Grilles
22-08 36 00 | Panel Doors
22-08 36 13 | Sectional Doors
22-08 36 16 | Single-Panel Doors
22-08 36 19 | Multi-Leaf Vertical Lift Doors
22-08 36 23 | Telescoping Vertical Lift Doors
22-08 38 00 | Traffic Doors
22-08 38 13 | Flexible Strip Doors
22-08 38 16 | Flexible Traffic Doors
22-08 38 19 | Rigid Traffic Doors
22-08 39 00 | Pressure-Resistant Doors
22-08 39 13 | Airtight Doors
22-08 39 19 | Watertight Doors
22-08 39 23 | Tornado Resistant Door Assemblies
22-08 39 53 | Blast-Resistant Doors
22-08 40 00 | Entrances, Storefronts, and Curtain Walls
22-08 41 00 | Entrances and Storefronts
22-08 41 13 | Aluminum-Framed Entrances and Storefronts
22-08 41 13 13 | Fire-Rated Aluminum-Framed Entrances and Storefronts
22-08 41 16 | Bronze-Framed Entrances and Storefronts
22-08 41 19 | Stainless-Steel-Framed Entrances and Storefronts
22-08 41 23 | Steel-Framed Entrances and Storefronts
22-08 41 26 | All-Glass Entrances and Storefronts
22-08 41 26 13 | Point Supported All-Glass Storefronts
22-08 42 00 | Entrances
22-08 42 13 | Aluminum-Framed Entrances
22-08 42 26 | All-Glass Entrances
22-08 42 29 | Automatic Entrances
22-08 42 29 13 | Folding Automatic Entrances
22-08 42 29 23 | Sliding Automatic Entrances
22-08 42 29 33 | Swinging Automatic Entrances
22-08 42 33 | Revolving Door Entrances
22-08 42 33 13 | Security Revolving Door Entrances
22-08 42 36 | Balanced Door Entrances
22-08 42 39 | Pressure-Resistant Entrances
22-08 42 43 | Intensive Care Unit/Critical Care Unit Entrances
22-08 43 00 | Storefronts
22-08 43 11 | Timber-Framed Storefronts
22-08 43 13 | Aluminum-Framed Storefronts
22-08 43 13 13 | Fire-Rated Aluminum Storefronts
22-08 43 16 | Bronze-Framed Storefronts
22-08 43 19 | Stainless-Steel-Framed Storefronts
22-08 43 23 | Steel-Framed Storefronts
22-08 43 26 | All-Glass Storefronts
22-08 43 27 | Channel Glass Storefronts
22-08 43 29 | Sliding Storefronts
22-08 44 00 | Curtain Wall and Glazed Assemblies
22-08 44 11 | Glazed Timber Curtain Walls
22-08 44 12 | Glazed Composite Curtain Wall
22-08 44 12 13 | Glazed Fiberglass Curtain Wall
22-08 44 13 | Glazed Aluminum Curtain Walls
22-08 44 16 | Glazed Bronze Curtain Walls
22-08 44 18 | Glazed Steel Curtain Walls
22-08 44 19 | Glazed Stainless-Steel Curtain Walls
22-08 44 23 | Structural Sealant Glazed Curtain Walls
22-08 44 26 | Structural Glass Curtain Walls
22-08 44 26 13 | Glass Framed Point Supported Glass Curtain Walls
22-08 44 26 16 | Metal Framed Point Supported Glass Curtain Walls
22-08 44 26 23 | Cable Framed Point Supported Glass Curtain Walls
22-08 44 33 | Sloped Glazing Assemblies
22-08 45 00 | Translucent Wall and Roof Assemblies
22-08 45 13 | Structured-Polycarbonate-Panel Assemblies
22-08 45 23 | Fiberglass-Sandwich-Panel Assemblies
22-08 46 00 | Window Wall Assemblies
22-08 50 00 | Windows
22-08 51 00 | Metal Windows
22-08 51 13 | Aluminum Windows
22-08 51 16 | Bronze Windows
22-08 51 19 | Stainless-Steel Windows
22-08 51 23 | Steel Windows
22-08 51 23 13 | Hot-Rolled Steel Windows
22-08 51 23 23 | Cold-Rolled Steel Windows
22-08 51 66 | Metal Window Screens
22-08 51 69 | Metal Storm Windows
22-08 52 00 | Wood Windows
22-08 52 13 | Metal-Clad Wood Windows
22-08 52 16 | Plastic-Clad Wood Windows
22-08 52 66 | Wood Window Screens
22-08 52 69 | Wood Storm Windows
22-08 53 00 | Plastic Windows
22-08 53 13 | Vinyl Windows
22-08 53 66 | Vinyl Window Screens
22-08 53 69 | Vinyl Storm Windows
22-08 54 00 | Composite Windows
22-08 54 13 | Fiberglass Windows
22-08 54 66 | Fiberglass Window Screens
22-08 54 69 | Fiberglass Storm Windows
22-08 54 73 | Vinyl-Wood Composite Windows
22-08 55 00 | Pressure-Resistant Windows
22-08 55 13 | Tornado-Resistant Windows
22-08 55 23 | Blast-Resistant Windows
22-08 56 00 | Special Function Windows
22-08 56 19 | Pass Windows
22-08 56 46 | Radio-Frequency-Interference Shielding Windows
22-08 56 49 | Radiation Shielding Windows
22-08 56 53 | Security Windows
22-08 56 56 | Security Window Screens
22-08 56 59 | Service and Teller Window Units
22-08 56 73 | Sound Control Windows
22-08 56 88 | Interior Insulating Windows
22-08 60 00 | Roof Windows and Skylights
22-08 61 00 | Roof Windows
22-08 61 13 | Metal Roof Windows
22-08 61 16 | Wood Roof Windows
22-08 62 00 | Unit Skylights
22-08 62 13 | Domed Unit Skylights
22-08 62 16 | Pyramidal Unit Skylights
22-08 62 19 | Vaulted Unit Skylights
22-08 62 23 | Tubular Skylights
22-08 63 00 | Metal-Framed Skylights
22-08 63 13 | Domed Metal-Framed Skylights
22-08 63 16 | Pyramidal Metal-Framed Skylights
22-08 63 19 | Vaulted Metal-Framed Skylights
22-08 63 23 | Ridge Metal-Framed Skylights
22-08 63 53 | Motorized Metal-Framed Skylights
22-08 64 00 | Plastic-Framed Skylights
22-08 65 00 | Glazed Canopies
22-08 65 13 | Suspended Glazed Canopies
22-08 67 00 | Skylight Protection and Screens
22-08 70 00 | Hardware
22-08 71 00 | Door Hardware
22-08 71 13 | Power Door Operators
22-08 71 53 | Security Door Hardware
22-08 74 00 | Non-Integrated Access Control Hardware
22-08 74 13 | Non-Integrated Card Key Access Control Hardware
22-08 74 16 | Non-Integrated Keypad Access Control Hardware
22-08 74 19 | Non-Integrated Biometric Identity Access Control Hardware
22-08 75 00 | Window Hardware
22-08 75 13 | Automatic Window Equipment
22-08 75 16 | Window Operators
22-08 78 00 | Special Function Hardware
22-08 79 00 | Hardware Accessories
22-08 79 13 | Key Storage Equipment
22-08 80 00 | Glazing
22-08 81 00 | Glass Glazing
22-08 81 13 | Decorative Glass Glazing
22-08 81 23 | Exterior Glass Glazing
22-08 81 26 | Interior Glass Glazing
22-08 83 00 | Mirrors
22-08 83 13 | Mirrored Glass Glazing
22-08 83 16 | Mirrored Plastic Glazing
22-08 84 00 | Plastic Glazing
22-08 84 13 | Decorative Plastic Glazing
22-08 85 00 | Glazing Accessories
22-08 87 00 | Glazing Surface Films
22-08 87 13 | Solar Control Films
22-08 87 23 | Safety and Security Films
22-08 87 23 13 | Safety Films
22-08 87 23 16 | Security Films
22-08 87 26 | Bird Control Film
22-08 87 33 | Decorative Films
22-08 88 00 | Special Function Glazing
22-08 88 13 | Fire-Rated Glazing
22-08 88 19 | Hurricane-Resistant Glazing
22-08 88 23 | Cable Suspended Glazing
22-08 88 33 | Transparent Mirrored Glazing
22-08 88 36 | Switchable Glass
22-08 88 36 16 | Electronically Controlled Switchable Glass
22-08 88 39 | Pressure-Resistant Glazing
22-08 88 49 | Radiation-Resistant Glazing
22-08 88 53 | Security Glazing
22-08 88 56 | Ballistics-Resistant Glazing
22-08 90 00 | Louvers and Vents
22-08 91 00 | Louvers
22-08 91 13 | Motorized Wall Louvers
22-08 91 16 | Operable Wall Louvers
22-08 91 19 | Fixed Louvers
22-08 91 26 | Door Louvers
22-08 92 00 | Louvered Equipment Enclosures
22-08 95 00 | Vents
22-08 95 13 | Soffit Vents
22-08 95 16 | Wall Vents
22-08 95 33 | Explosion Vents
22-08 95 43 | Flood Vents
22-09 00 00 | Finishes
22-09 01 00 | Maintenance of Finishes
22-09 01 20 | Maintenance of Plaster and Gypsum Board
22-09 01 20 91 | Plaster Restoration
22-09 01 30 | Maintenance of Tiling
22-09 01 30 91 | Tile Restoration
22-09 01 50 | Maintenance of Ceilings
22-09 01 50 91 | Ceiling Restoration
22-09 01 60 | Maintenance of Flooring
22-09 01 60 91 | Flooring Restoration
22-09 01 70 | Maintenance of Wall Finishes
22-09 01 70 91 | Wall Finish Restoration
22-09 01 80 | Maintenance of Acoustic Treatment
22-09 01 90 | Maintenance of Painting and Coating
22-09 01 90 51 | Paint Cleaning
22-09 01 90 52 | Maintenance Repainting
22-09 01 90 53 | Maintenance Coatings
22-09 01 90 61 | Repainting
22-09 01 90 91 | Paint Restoration
22-09 01 90 92 | Coating Restoration
22-09 01 90 93 | Paint Preservation
22-09 03 00 | Conservation Treatment of Period Finishes
22-09 03 21 | Conservation Treatment for Period Plaster Assemblies
22-09 03 25 | Conservation Treatment for Period Plastering
22-09 03 25 23 | Conservation Treatment for Period Lime-Based Plaster
22-09 03 30 | Conservation Treatment for Period Tile
22-09 03 50 | Conservation Treatment for Period Ceilings
22-09 03 51 | Conservation Treatment for Period Suspended Ceilings
22-09 03 56 | Conservation Treatment for Textured Ceilings
22-09 03 56 16 | Conservation Treatment for Period Metal-Panel Textured Ceilings
22-09 03 60 | Conservation Treatment for Period Flooring
22-09 03 63 | Conservation Treatment for Period Masonry Flooring
22-09 03 63 13 | Conservation Treatment for Period Brick Flooring
22-09 03 63 40 | Conservation Treatment for Period Stone Flooring
22-09 03 64 | Conservation Treatment for Period Wood Flooring
22-09 03 64 29 | Conservation Treatment for Period Wood Strip and Plank Flooring
22-09 03 65 | Conservation Treatment for Period Resilient Flooring
22-09 03 65 16 | Conservation Treatment for Period Resilient Sheet Flooring
22-09 03 66 | Conservation Treatment for Period Terrazzo Flooring
22-09 03 70 | Conservation Treatment for Period Wall Finishes
22-09 03 72 | Conservation Treatment for Period Wall Coverings
22-09 03 90 | Conservation Treatment for Period Painting and Coating
22-09 03 91 | Conservation Treatment for Period Painted Surfaces
22-09 03 91 13 | Conservation Treatment for Period Exterior Painting
22-09 03 91 23 | Conservation Treatment for Period Interior Painting
22-09 05 00 | Common Work Results for Finishes
22-09 05 05 | Selective Demolition for Finishes
22-09 05 13 | Common Finishes
22-09 05 61 | Common Work Results for Flooring Preparation
22-09 05 61 13 | Moisture Vapor Emission Control
22-09 05 71 | Acoustic Underlayment
22-09 06 00 | Schedules for Finishes
22-09 06 00 13 | Room Finish Schedule
22-09 06 20 | Schedules for Plaster and Gypsum Board
22-09 06 30 | Schedules for Tiling
22-09 06 50 | Schedules for Ceilings
22-09 06 60 | Schedules for Flooring
22-09 06 70 | Schedules for Wall Finishes
22-09 06 80 | Schedules for Acoustical Treatment
22-09 06 90 | Schedules for Painting and Coating
22-09 06 90 13 | Paint Schedule
22-09 08 00 | Commissioning of Finishes
22-09 20 00 | Plaster and Gypsum Board
22-09 21 00 | Plaster and Gypsum Board Assemblies
22-09 21 13 | Plaster Assemblies
22-09 21 16 | Gypsum Board Assemblies
22-09 21 16 23 | Gypsum Board Shaft Wall Assemblies
22-09 21 16 33 | Gypsum Board Area Separation Wall Assemblies
22-09 22 00 | Supports for Plaster and Gypsum Board
22-09 22 13 | Metal Furring
22-09 22 13 13 | Metal Channel Furring
22-09 22 13 23 | Resilient Channel Furring
22-09 22 16 | Non-Structural Metal Framing
22-09 22 16 13 | Non-Structural Metal Stud Framing
22-09 22 26 | Suspension Systems
22-09 22 26 23 | Metal Suspension Systems
22-09 22 26 33 | Plastic Suspension Systems
22-09 22 36 | Lath
22-09 22 36 13 | Gypsum Lath
22-09 22 36 23 | Metal Lath
22-09 22 39 | Veneer Plaster Base
22-09 23 00 | Gypsum Plastering
22-09 23 13 | Acoustical Gypsum Plastering
22-09 23 82 | Fire Protected Gypsum Plastering
22-09 24 00 | Cement Plastering
22-09 24 13 | Acoustical Cement Plastering
22-09 24 23 | Cement Stucco
22-09 24 33 | Cement Parging
22-09 25 00 | Other Plastering
22-09 25 13 | Acrylic Plastering
22-09 25 13 13 | Acrylic Plaster Finish
22-09 25 23 | Lime Based Plastering
22-09 25 26 | Natural Clay Plastering
22-09 26 00 | Veneer Plastering
22-09 26 13 | Gypsum Veneer Plastering
22-09 27 00 | Plaster Fabrications
22-09 27 13 | Glass-Fiber-Reinforced Gypsum Fabrications
22-09 27 23 | Simulated Plaster Fabrications
22-09 28 00 | Backing Boards and Underlayments
22-09 28 13 | Cementitious Backing Boards
22-09 28 16 | Glass-Mat Faced Gypsum Backing Boards
22-09 28 19 | Fibered Gypsum Backing Boards
22-09 29 00 | Gypsum Board
22-09 29 82 | Gypsum Board Fire Protection
22-09 30 00 | Tiling
22-09 30 13 | Ceramic Tiling
22-09 30 16 | Quarry Tiling
22-09 30 19 | Paver Tiling
22-09 30 23 | Glass Tiling
22-09 30 26 | Plastic Tiling
22-09 30 29 | Metal Tiling
22-09 30 33 | Stone Tiling
22-09 30 36 | Concrete Tiling
22-09 30 39 | Brick Tiling
22-09 31 00 | Thin-Set Tiling
22-09 31 13 | Thin-Set Ceramic Tiling
22-09 31 16 | Thin-Set Quarry Tiling
22-09 31 19 | Thin-Set Paver Tiling
22-09 31 23 | Thin-Set Glass Mosaic Tiling
22-09 31 26 | Thin-Set Plastic Tiling
22-09 31 29 | Thin-Set Metal Tiling
22-09 31 33 | Thin-Set Stone Tiling
22-09 31 36 | Thin-Set Concrete Tiling
22-09 32 00 | Mortar-Bed Tiling
22-09 32 13 | Mortar-Bed Ceramic Tiling
22-09 32 16 | Mortar-Bed Quarry Tiling
22-09 32 19 | Mortar-Bed Paver Tiling
22-09 32 23 | Mortar-Bed Glass Mosaic Tiling
22-09 32 26 | Mortar-Bed Plastic Tiling
22-09 32 29 | Mortar-Bed Metal Tiling
22-09 32 33 | Mortar-Bed Stone Tiling
22-09 32 36 | Mortar-Bed Concrete Tiling
22-09 33 00 | Conductive Tiling
22-09 33 13 | Conductive Ceramic Tiling
22-09 33 16 | Conductive Quarry Tiling
22-09 33 19 | Conductive Paver Tiling
22-09 33 23 | Conductive Glass Mosaic Tiling
22-09 33 26 | Conductive Plastic Tiling
22-09 33 29 | Conductive Metal Tiling
22-09 33 33 | Conductive Stone Tiling
22-09 33 36 | Conductive Concrete Tiling
22-09 34 00 | Waterproofing-Membrane Tiling
22-09 34 13 | Waterproofing-Membrane Ceramic Tiling
22-09 34 16 | Waterproofing-Membrane Quarry Tiling
22-09 34 19 | Waterproofing-Membrane Paver Tiling
22-09 34 23 | Waterproofing-Membrane Glass Mosaic Tiling
22-09 34 26 | Waterproofing-Membrane Plastic Tiling
22-09 34 29 | Waterproofing-Membrane Metal Tiling
22-09 34 33 | Waterproofing-Membrane Stone Tiling
22-09 34 36 | Waterproofing-Membrane Concrete Tiling
22-09 35 00 | Chemical-Resistant Tiling
22-09 35 13 | Chemical-Resistant Ceramic Tiling
22-09 35 16 | Chemical-Resistant Quarry Tiling
22-09 35 19 | Chemical-Resistant Paver Tiling
22-09 35 23 | Chemical-Resistant Glass Mosaic Tiling
22-09 35 26 | Chemical-Resistant Plastic Tiling
22-09 35 29 | Chemical-Resistant Metal Tiling
22-09 35 33 | Chemical-Resistant Stone Tiling
22-09 35 36 | Chemical-Resistant Concrete Tiling
22-09 50 00 | Ceilings
22-09 51 00 | Acoustical Ceilings
22-09 51 13 | Acoustical Panel Ceilings
22-09 51 14 | Acoustical Fabric-Faced Panel Ceilings
22-09 51 23 | Acoustical Tile Ceilings
22-09 51 26 | Acoustical Wood Ceilings
22-09 51 33 | Acoustical Metal Pan Ceilings
22-09 51 33 13 | Acoustical Snap-in Metal Pan Ceilings
22-09 51 53 | Direct-Applied Acoustical Ceilings
22-09 53 00 | Acoustical Ceiling Suspension Assemblies
22-09 53 13 | Curved Profile Ceiling Suspension Assemblies
22-09 53 23 | Metal Acoustical Ceiling Suspension Assemblies
22-09 53 33 | Plastic Acoustical Ceiling Suspension Assemblies
22-09 54 00 | Specialty Ceilings
22-09 54 13 | Open Metal Mesh Ceilings
22-09 54 16 | Luminous Ceilings
22-09 54 19 | Mirror Panel Ceilings
22-09 54 21 | Metal Pan Ceilings
22-09 54 23 | Linear Metal Ceilings
22-09 54 26 | Suspended Wood Ceilings
22-09 54 29 | Suspended Plastic Ceilings
22-09 54 33 | Decorative Panel Ceilings
22-09 54 36 | Suspended Decorative Grids
22-09 54 43 | Stretched-Fabric Ceiling Systems
22-09 54 46 | Fabric-Wrapped Ceiling Panels
22-09 54 53 | Fiberglass Reinforced Panel Ceilings
22-09 56 00 | Textured Ceilings
22-09 56 13 | Gypsum-Panel Textured Ceilings
22-09 56 16 | Metal-Panel Textured Ceilings
22-09 56 19 | Plastic-Panel Textured Ceilings
22-09 57 00 | Special Function Ceilings
22-09 57 53 | Security Ceiling Assemblies
22-09 58 00 | Integrated Ceiling Assemblies
22-09 60 00 | Flooring
22-09 61 00 | Flooring Treatment
22-09 61 13 | Slip-Resistant Flooring Treatment
22-09 61 19 | Concrete Floor Staining
22-09 61 36 | Static-Resistant Flooring Treatment
22-09 62 00 | Specialty Flooring
22-09 62 13 | Asphaltic Plank Flooring
22-09 62 16 | Concrete Plank Flooring
22-09 62 19 | Laminate Flooring
22-09 62 26 | Leather Flooring
22-09 62 29 | Cork Flooring
22-09 62 35 | Acid-Resistant Flooring
22-09 62 48 | Acoustic Flooring
22-09 62 53 | Synthetic Turf Flooring
22-09 62 63 | Metal Flooring
22-09 62 63 13 | Aluminum Flooring
22-09 62 63 16 | Stainless Steel Flooring
22-09 62 83 | Structural Glass Flooring
22-09 63 00 | Masonry Flooring
22-09 63 13 | Brick Flooring
22-09 63 13 35 | Chemical-Resistant Brick Flooring
22-09 63 40 | Stone Flooring
22-09 63 43 | Composition Stone Flooring
22-09 64 00 | Wood Flooring
22-09 64 16 | Wood Block Flooring
22-09 64 19 | Wood Composition Flooring
22-09 64 23 | Wood Parquet Flooring
22-09 64 23 13 | Acrylic-Impregnated Wood Parquet Flooring
22-09 64 29 | Wood Strip and Plank Flooring
22-09 64 33 | Laminated Wood Flooring
22-09 64 36 | Bamboo Flooring
22-09 64 53 | Resilient Wood Flooring Assemblies
22-09 64 66 | Wood Athletic Flooring
22-09 65 00 | Resilient Flooring
22-09 65 13 | Resilient Base and Accessories
22-09 65 13 13 | Resilient Base
22-09 65 13 23 | Resilient Stair Treads and Risers
22-09 65 13 26 | Resilient Stair Nosings
22-09 65 13 33 | Resilient Accessories
22-09 65 13 36 | Resilient Carpet Transitions
22-09 65 16 | Resilient Sheet Flooring
22-09 65 16 23 | Vinyl Sheet Flooring
22-09 65 16 33 | Rubber Sheet Flooring
22-09 65 16 43 | PVC-Free Sheet Flooring
22-09 65 19 | Resilient Tile Flooring
22-09 65 19 19 | Vinyl Composition Tile Flooring
22-09 65 19 23 | Vinyl Tile Flooring
22-09 65 19 33 | Rubber Tile Flooring
22-09 65 19 43 | Polyester Composition Tile Flooring
22-09 65 33 | Conductive Resilient Flooring
22-09 65 36 | Static-Control Resilient Flooring
22-09 65 36 13 | Static-Dissipative Resilient Flooring
22-09 65 36 16 | Static-Resistant Resilient Flooring
22-09 65 43 | Linoleum Flooring
22-09 65 66 | Resilient Athletic Flooring
22-09 66 00 | Terrazzo Flooring
22-09 66 13 | Portland Cement Terrazzo Flooring
22-09 66 13 13 | Sand Cushion Terrazzo Flooring
22-09 66 13 16 | Monolithic Terrazzo Flooring
22-09 66 13 19 | Bonded Terrazzo Flooring
22-09 66 13 23 | Palladina Terrazzo Flooring
22-09 66 13 26 | Rustic Terrazzo Flooring
22-09 66 13 33 | Structural Terrazzo Flooring
22-09 66 16 | Terrazzo Floor Tile
22-09 66 16 13 | Portland Cement Terrazzo Floor Tile
22-09 66 16 16 | Plastic-Matrix Terrazzo Floor Tile
22-09 66 23 | Resinous Matrix Terrazzo Flooring
22-09 66 23 13 | Polyacrylate Modified Cementitious Terrazzo Flooring
22-09 66 23 16 | Epoxy-Resin Terrazzo Flooring
22-09 66 23 19 | Polyester-Resin Terrazzo Flooring
22-09 66 33 | Conductive Terrazzo Flooring
22-09 66 33 13 | Conductive Epoxy-Resin Terrazzo
22-09 66 33 16 | Conductive Polyester-Resin Terrazzo Flooring
22-09 66 33 19 | Conductive Plastic-Matrix Terrazzo Flooring
22-09 67 00 | Fluid-Applied Flooring
22-09 67 13 | Elastomeric Liquid Flooring
22-09 67 13 33 | Conductive Elastomeric Liquid Flooring
22-09 67 16 | Epoxy-Marble Chip Flooring
22-09 67 19 | Magnesium-Oxychloride Flooring
22-09 67 23 | Resinous Flooring
22-09 67 26 | Quartz Flooring
22-09 67 66 | Fluid-Applied Athletic Flooring
22-09 68 00 | Carpeting
22-09 68 13 | Tile Carpeting
22-09 68 16 | Sheet Carpeting
22-09 69 00 | Access Flooring
22-09 69 13 | Rigid-Grid Access Flooring
22-09 69 16 | Snap-on Stringer Access Flooring
22-09 69 19 | Stringerless Access Flooring
22-09 69 33 | Low-Profile Fixed Height Access Flooring
22-09 69 53 | Access Flooring Accessories
22-09 69 56 | Access Flooring Stairs and Stringers
22-09 70 00 | Wall Finishes
22-09 72 00 | Wall Coverings
22-09 72 13 | Cork Wall Coverings
22-09 72 16 | Vinyl-Coated Fabric Wall Coverings
22-09 72 16 13 | Flexible Vinyl Wall Coverings
22-09 72 16 16 | Rigid-Sheet Vinyl Wall Coverings
22-09 72 19 | Textile Wall Coverings
22-09 72 23 | Wallpapering
22-09 73 00 | Wall Carpeting
22-09 74 00 | Flexible Wood Sheets
22-09 74 13 | Wood Wall Coverings
22-09 74 16 | Flexible Wood Veneers
22-09 75 00 | Stone Facing
22-09 75 13 | Stone Wall Facing
22-09 75 19 | Stone Trim
22-09 75 19 13 | Stone Base
22-09 75 19 23 | Stone Window Stools
22-09 75 23 | Simulated Stone Wall Facing
22-09 76 00 | Plastic Blocks
22-09 77 00 | Special Wall Surfacing
22-09 77 13 | Stretched-Fabric Wall Systems
22-09 77 23 | Fabric-Wrapped Panels
22-09 77 26 | Surfacing Films
22-09 77 33 | Terrazzo Wall Finish
22-09 77 53 | Vegetated Wall Systems
22-09 78 00 | Interior Wall Paneling
22-09 78 13 | Metal Interior Wall Paneling
22-09 78 16 | Stone-Faced Interior Wall Paneling
22-09 78 19 | Cementitious Interior Wall Paneling
22-09 78 23 | Phenolic Interior Wall Paneling
22-09 78 26 | Plastic Interior Wall Paneling
22-09 80 00 | Acoustic Treatment
22-09 81 00 | Acoustic Insulation
22-09 81 13 | Acoustic Board Insulation
22-09 81 16 | Acoustic Blanket Insulation
22-09 81 29 | Sprayed Acoustic Insulation
22-09 83 00 | Acoustic Finishes
22-09 83 13 | Acoustic Wall Coating
22-09 83 16 | Acoustic Ceiling Coating
22-09 83 22 | Acoustic Drapery
22-09 84 00 | Acoustic Room Components
22-09 84 13 | Fixed Sound-Absorptive Panels
22-09 84 14 | Acoustic Stretched-Fabric Wall Systems
22-09 84 16 | Fixed Sound-Reflective Panels
22-09 84 23 | Moveable Sound-Absorptive Panels
22-09 84 26 | Moveable Sound-Reflective Panels
22-09 84 33 | Sound-Absorbing Wall Units
22-09 84 36 | Sound-Absorbing Ceiling Units
22-09 90 00 | Painting and Coating
22-09 91 00 | Painting
22-09 91 13 | Exterior Painting
22-09 91 23 | Interior Painting
22-09 93 00 | Staining and Transparent Finishing
22-09 93 13 | Exterior Staining and Finishing
22-09 93 13 13 | Exterior Staining
22-09 93 13 53 | Exterior Finishing
22-09 93 23 | Interior Staining and Finishing
22-09 93 23 13 | Interior Staining
22-09 93 23 53 | Interior Finishing
22-09 94 00 | Decorative Finishing
22-09 94 13 | Textured Finishing
22-09 94 16 | Faux Finishing
22-09 94 19 | Multicolor Interior Finishing
22-09 94 23 | Gilding
22-09 96 00 | High-Performance Coatings
22-09 96 13 | Abrasion-Resistant Coatings
22-09 96 23 | Graffiti-Resistant Coatings
22-09 96 26 | Marine Coatings
22-09 96 33 | High-Temperature-Resistant Coatings
22-09 96 35 | Chemical-Resistant Coatings
22-09 96 43 | Fire-Retardant Coatings
22-09 96 46 | Intumescent Painting
22-09 96 53 | Elastomeric Coatings
22-09 96 56 | Epoxy Coatings
22-09 96 59 | High-Build Glazed Coatings
22-09 96 63 | Textured Plastic Coatings
22-09 96 66 | Aggregate Wall Coatings
22-09 97 00 | Special Coatings
22-09 97 13 | Steel Coatings
22-09 97 13 13 | Interior Steel Coatings
22-09 97 13 23 | Exterior Steel Coatings
22-09 97 13 24 | Steel Water Storage Tank Painting
22-09 97 23 | Concrete and Masonry Coatings
22-09 97 23 24 | Concrete Water Storage Tank Painting
22-09 97 26 | Cementitious Coatings
22-09 97 26 13 | Interior Cementitious Coatings
22-09 97 26 23 | Exterior Cementitious Coatings
22-09 97 35 | Dry Erase Coatings
22-10 00 00 | Specialties
22-10 01 00 | Operation and Maintenance of Specialties
22-10 01 10 | Operation and Maintenance of Information Specialties
22-10 01 20 | Operation and Maintenance of Interior Specialties
22-10 01 30 | Operation and Maintenance of Fireplaces and Stoves
22-10 01 40 | Operation and Maintenance of Safety Specialties
22-10 01 50 | Operation and Maintenance of Storage Specialties
22-10 01 70 | Operation and Maintenance of Exterior Specialties
22-10 01 80 | Operation and Maintenance of Other Specialties
22-10 05 00 | Common Work Results for Specialties
22-10 05 05 | Selective Demolition for Specialties
22-10 06 00 | Schedules for Specialties
22-10 06 10 | Schedules for Information Specialties
22-10 06 10 13 | Exterior Signage Schedule
22-10 06 10 16 | Interior Signage Schedule
22-10 06 20 | Schedules for Interior Specialties
22-10 06 20 13 | Toilet, Bath, and Laundry Accessory Schedule
22-10 06 30 | Schedules for Fireplaces and Stoves
22-10 06 40 | Schedules for Safety Specialties
22-10 06 50 | Schedules for Storage Specialties
22-10 06 70 | Schedules for Exterior Specialties
22-10 06 80 | Schedules for Other Specialties
22-10 08 00 | Commissioning of Specialties
22-10 10 00 | Information Specialties
22-10 11 00 | Visual Display Units
22-10 11 13 | Chalkboards
22-10 11 13 13 | Fixed Chalkboards
22-10 11 13 23 | Modular-Support-Mounted Chalkboards
22-10 11 13 33 | Rail-Mounted Chalkboards
22-10 11 13 43 | Portable Chalkboards
22-10 11 16 | Markerboards
22-10 11 16 13 | Fixed Markerboards
22-10 11 16 23 | Modular-Support-Mounted Markerboards
22-10 11 16 33 | Rail-Mounted Markerboards
22-10 11 16 43 | Portable Markerboards
22-10 11 16 53 | Electronic Markerboards
22-10 11 23 | Tackboards
22-10 11 23 13 | Fixed Tackboards
22-10 11 23 23 | Modular-Support-Mounted Tackboards
22-10 11 23 33 | Rail-Mounted Tackboards
22-10 11 23 43 | Portable Tackboards
22-10 11 33 | Sliding Visual Display Units
22-10 11 33 13 | Horizontal-Sliding Visual Display Units
22-10 11 33 23 | Vertical-Sliding Visual Display Units
22-10 11 36 | Visual Display Conference Units
22-10 11 39 | Visual Display Rails
22-10 11 43 | Visual Display Wall Panels
22-10 11 46 | Visual Display Fabrics
22-10 12 00 | Display Cases
22-10 13 00 | Directories
22-10 13 13 | Electronic Directories
22-10 13 23 | Illuminated Directories
22-10 14 00 | Signage
22-10 14 16 | Plaques
22-10 14 19 | Dimensional Letter Signage
22-10 14 23 | Panel Signage
22-10 14 23 13 | Engraved Panel Signage
22-10 14 26 | Post and Panel/Pylon Signage
22-10 14 33 | Illuminated Signage
22-10 14 43 | Photoluminescent Signage
22-10 14 53 | Traffic Signage
22-10 14 53 13 | Transportation Reference Markers
22-10 14 63 | Electronic Message Signage
22-10 14 64 | Audible Signage
22-10 14 66 | Floating Signage
22-10 14 67 | Tactile Signage
22-10 17 00 | Telephone Specialties
22-10 17 13 | Telephone Directory Units
22-10 17 16 | Telephone Enclosures
22-10 17 16 13 | Telephone Stalls
22-10 17 16 16 | Telephone Alcoves
22-10 17 19 | Telephone Shelving
22-10 18 00 | Informational Kiosks
22-10 20 00 | Interior Specialties
22-10 21 00 | Compartments and Cubicles
22-10 21 13 | Toilet Compartments
22-10 21 13 13 | Metal Toilet Compartments
22-10 21 13 14 | Stainless-Steel Toilet Compartments
22-10 21 13 16 | Plastic-Laminate-Clad Toilet Compartments
22-10 21 13 17 | Phenolic-Core Toilet Compartments
22-10 21 13 19 | Plastic Toilet Compartments
22-10 21 13 23 | Particleboard Toilet Compartments
22-10 21 13 40 | Stone Toilet Compartments
22-10 21 16 | Shower and Dressing Compartments
22-10 21 16 13 | Metal Shower and Dressing Compartments
22-10 21 16 14 | Stainless-Steel Shower and Dressing Compartments
22-10 21 16 16 | Plastic-Laminate-Clad Shower and Dressing Compartments
22-10 21 16 17 | Phenolic-Core Shower and Dressing Compartments
22-10 21 16 19 | Plastic Shower and Dressing Compartments
22-10 21 16 23 | Particleboard Shower and Dressing Compartments
22-10 21 16 40 | Stone Shower and Dressing Compartments
22-10 21 23 | Cubicle Curtains and Track
22-10 21 23 13 | Cubicle Curtains
22-10 21 23 16 | Cubicle Track and Hardware
22-10 21 26 | Room Darkening Curtains and Tracks
22-10 22 00 | Partitions
22-10 22 13 | Wire Mesh Partitions
22-10 22 14 | Expanded Metal Partitions
22-10 22 16 | Folding Gates
22-10 22 19 | Demountable Partitions
22-10 22 19 13 | Demountable Metal Partitions
22-10 22 19 23 | Demountable Wood Partitions
22-10 22 19 33 | Demountable Plastic Partitions
22-10 22 19 43 | Demountable Composite Partitions
22-10 22 19 53 | Demountable Gypsum Partitions
22-10 22 19 63 | Demountable Glass Partitions
22-10 22 23 | Portable Partitions, Screens, and Panels
22-10 22 23 13 | Wall Screens
22-10 22 23 23 | Movable Panel Systems
22-10 22 33 | Accordion Folding Partitions
22-10 22 36 | Coiling Partitions
22-10 22 39 | Folding Panel Partitions
22-10 22 39 13 | Folding Glass-Panel Partitions
22-10 22 43 | Sliding Partitions
22-10 25 00 | Service Walls
22-10 25 13 | Patient Bed Service Walls
22-10 25 16 | Modular Service Walls
22-10 26 00 | Wall and Door Protection
22-10 26 13 | Corner Guards
22-10 26 16 | Bumper Guards
22-10 26 16 13 | Bumper Rails
22-10 26 16 16 | Protective Corridor Handrails
22-10 26 23 | Protective Wall Covering
22-10 26 23 13 | Impact Resistant Wall Protection
22-10 26 23 16 | Fiberglass Reinforced Protective Wall Covering
22-10 26 33 | Door and Frame Protection
22-10 26 41 | Ballistics Resistant Panels
22-10 28 00 | Toilet, Bath, and Laundry Accessories
22-10 28 13 | Toilet Accessories
22-10 28 13 13 | Commercial Toilet Accessories
22-10 28 13 19 | Healthcare Toilet Accessories
22-10 28 13 53 | Security Toilet Accessories
22-10 28 13 63 | Detention Toilet Accessories
22-10 28 16 | Bath Accessories
22-10 28 16 13 | Residential Bath Accessories
22-10 28 19 | Tub and Shower Enclosures
22-10 28 19 16 | Shower Doors
22-10 28 19 19 | Tub Doors
22-10 28 23 | Laundry Accessories
22-10 28 23 13 | Built-In Ironing Boards
22-10 28 23 16 | Clothes Drying Racks and Lines
22-10 28 26 | Hygiene and Custodial Accessories
22-10 30 00 | Fireplaces and Stoves
22-10 31 00 | Manufactured Fireplaces
22-10 31 13 | Manufactured Fireplace Chimneys
22-10 31 16 | Manufactured Fireplace Forms
22-10 32 00 | Fireplace Specialties
22-10 32 13 | Fireplace Dampers
22-10 32 16 | Fireplace Inserts
22-10 32 19 | Fireplace Screens
22-10 32 23 | Fireplace Doors
22-10 32 26 | Fireplace Water Heaters
22-10 35 00 | Stoves
22-10 35 13 | Heating Stoves
22-10 35 23 | Cooking Stoves
22-10 40 00 | Safety Specialties
22-10 41 00 | Emergency Access and Information Cabinets
22-10 41 13 | Fire Department Plan Cabinets
22-10 41 16 | Emergency Key Cabinets
22-10 43 00 | Emergency Aid Specialties
22-10 43 13 | Defibrillator Cabinets
22-10 43 16 | First Aid Cabinets
22-10 43 21 | Accessibility Evacuation Chairs
22-10 43 31 | Respiration Equipment
22-10 43 33 | Breathing Air Replenishment Systems
22-10 44 00 | Fire Protection Specialties
22-10 44 13 | Fire Protection Cabinets
22-10 44 13 53 | Security Fire Extinguisher Cabinets
22-10 44 16 | Fire Extinguishers
22-10 44 16 13 | Portable Fire Extinguishers
22-10 44 16 16 | Wheeled Fire Extinguisher Units
22-10 44 19 | Fire Blankets
22-10 44 43 | Fire Extinguisher Accessories
22-10 45 00 | Photoluminescent Exit Specialties
22-10 50 00 | Storage Specialties
22-10 51 00 | Lockers
22-10 51 13 | Metal Lockers
22-10 51 13 13 | Coin-Operated Metal Lockers
22-10 51 16 | Wood Lockers
22-10 51 23 | Plastic-Laminate-Clad Lockers
22-10 51 26 | Plastic Lockers
22-10 51 26 13 | Recycled Plastic Lockers
22-10 51 29 | Phenolic Lockers
22-10 51 33 | Glass Lockers
22-10 51 43 | Wire Mesh Storage Lockers
22-10 51 53 | Locker Room Benches
22-10 55 00 | Postal Specialties
22-10 55 13 | Central Mail Delivery Boxes
22-10 55 13 13 | Cluster Box Units
22-10 55 16 | Mail Collection Boxes
22-10 55 19 | Receiving Boxes
22-10 55 23 | Mail Boxes
22-10 55 23 13 | Apartment Mail Boxes
22-10 55 23 16 | Mail Box Directories
22-10 55 23 19 | Mail Box Key Keepers
22-10 55 26 | Parcel Lockers
22-10 55 33 | Data Distribution Boxes
22-10 55 36 | Package Depositories
22-10 55 91 | Mail Chutes
22-10 56 00 | Storage Assemblies
22-10 56 13 | Metal Storage Shelving
22-10 56 13 13 | End-Panel-Support Metal Storage Shelving
22-10 56 13 16 | Post-and-Shelf Metal Storage Shelving
22-10 56 13 19 | Post-and-Beam Metal Storage Shelving
22-10 56 13 23 | Cantilever Metal Storage Shelving
22-10 56 16 | Fabricated Wood Storage Shelving
22-10 56 17 | Wall-Mounted Standards and Shelving
22-10 56 19 | Plastic Storage Shelving
22-10 56 19 13 | Recycled Plastic Storage Shelving
22-10 56 23 | Wire Storage Shelving
22-10 56 26 | Mobile Storage Shelving
22-10 56 26 13 | Manual Mobile Storage Shelving
22-10 56 26 23 | Motorized Mobile Storage Shelving
22-10 56 29 | Storage Racks
22-10 56 29 13 | Flow Storage Racks
22-10 56 29 16 | Pallet Storage Racks
22-10 56 29 19 | Movable-Shelf Storage Racks
22-10 56 29 23 | Stacker Storage Racks
22-10 56 29 26 | Cantilever Storage Racks
22-10 56 29 29 | Drive-In Storage Racks
22-10 56 29 33 | Drive-Through Storage Racks
22-10 56 29 43 | Wine Storage Racks
22-10 56 33 | Mercantile Storage Assemblies
22-10 57 00 | Wardrobe and Closet Specialties
22-10 57 13 | Hat and Coat Racks
22-10 57 16 | Boot Racks
22-10 57 23 | Closet and Utility Shelving
22-10 57 23 13 | Wire Closet and Utility Shelving
22-10 57 23 16 | Plastic-Laminate-Clad Closet and Utility Shelving
22-10 57 23 19 | Wood Closet and Utility Shelving
22-10 57 33 | Closet and Utility Shelving Hardware
22-10 57 36 | Closet Doors
22-10 57 36 13 | Sliding Closet Doors
22-10 57 36 16 | Bifold Closet Doors
22-10 70 00 | Exterior Specialties
22-10 71 00 | Exterior Protection
22-10 71 13 | Exterior Sun Control Devices
22-10 71 13 13 | Exterior Shutters
22-10 71 13 19 | Rolling Exterior Shutters
22-10 71 13 23 | Coiling Exterior Shutters
22-10 71 13 26 | Decorative Exterior Shutters
22-10 71 13 29 | Side-Hinged Exterior Shutters
22-10 71 13 43 | Fixed Sun Screens
22-10 71 13 53 | Exterior Daylighting Devices
22-10 71 16 | Storm Panels
22-10 71 16 13 | Demountable Storm Panels
22-10 71 16 16 | Movable Storm Panels
22-10 71 19 | Flood Barriers
22-10 71 19 16 | Removable Flood Barriers
22-10 73 00 | Protective Covers
22-10 73 13 | Awnings
22-10 73 13 13 | Metal Awnings
22-10 73 13 23 | Fabric Awnings
22-10 73 13 36 | Point Supported Glass Awnings
22-10 73 16 | Canopies
22-10 73 16 13 | Metal Canopies
22-10 73 16 23 | Fabric Canopies
22-10 73 16 33 | Glazed Canopies
22-10 73 16 36 | Point Supported Glass Canopies
22-10 73 23 | Car Shelters
22-10 73 26 | Walkway Coverings
22-10 73 26 13 | Metal Walkway Coverings
22-10 73 26 23 | Fabric Walkway Coverings
22-10 73 26 33 | Glazed Walkway Coverings
22-10 73 26 36 | Point Supported Glass Walkway Coverings
22-10 73 29 | Smoking Shelters
22-10 73 33 | Marquees
22-10 73 43 | Transportation Stop Shelters
22-10 74 00 | Manufactured Exterior Specialties
22-10 74 13 | Exterior Clocks
22-10 74 23 | Cupolas
22-10 74 26 | Spires
22-10 74 29 | Steeples
22-10 74 33 | Weathervanes
22-10 74 43 | Below-Grade Egress Assemblies
22-10 74 46 | Window Wells
22-10 74 49 | Modular Landing and Ramp Systems
22-10 75 00 | Flagpoles
22-10 75 13 | Automatic Flagpoles
22-10 75 16 | Ground-Set Flagpoles
22-10 75 19 | Nautical Flagpoles
22-10 75 23 | Wall-Mounted Flagpoles
22-10 75 26 | Roof-Mounted Flagpoles
22-10 75 29 | Plaza-Mounted Flagpoles
22-10 80 00 | Miscellaneous Specialties
22-10 81 00 | Pest Control Devices
22-10 81 13 | Bird Control Devices
22-10 81 16 | Insect Control Devices
22-10 81 19 | Rodent Control Devices
22-10 82 00 | Grilles and Screens
22-10 82 13 | Exterior Grilles and Screens
22-10 82 19 | Exterior Sound Screens
22-10 82 23 | Interior Grilles and Screens
22-10 83 00 | Flags and Banners
22-10 83 13 | Flags
22-10 83 16 | Banners
22-10 84 00 | Gas Lighting
22-10 84 13 | Exterior Gas Lighting
22-10 84 16 | Interior Gas Lighting
22-10 86 00 | Security Mirrors and Domes
22-10 88 00 | Scales
22-11 00 00 | Equipment
22-11 01 00 | Operation and Maintenance of Equipment
22-11 01 10 | Operation and Maintenance of Vehicle and Pedestrian Equipment
22-11 01 20 | Operation and Maintenance of Commercial Equipment
22-11 01 30 | Operation and Maintenance of Residential Equipment
22-11 01 40 | Operation and Maintenance of Foodservice Equipment
22-11 01 50 | Operation and Maintenance of Educational and Scientific Equipment
22-11 01 56 | Operation and Maintenance of Observatory Equipment
22-11 01 60 | Operation and Maintenance of Entertainment and Recreation Equipment
22-11 01 70 | Operation and Maintenance of Healthcare Equipment
22-11 01 80 | Operation and Maintenance of Facility Maintenance and Operation Equipment
22-11 01 90 | Operation and Maintenance of Other Equipment
22-11 05 00 | Common Work Results for Equipment
22-11 05 05 | Selective Demolition for Equipment
22-11 05 13 | Common Motor Requirements for Equipment
22-11 06 00 | Schedules for Equipment
22-11 06 10 | Schedules for Vehicle and Pedestrian Equipment
22-11 06 20 | Schedules for Commercial Equipment
22-11 06 30 | Schedules for Residential Equipment
22-11 06 40 | Schedules for Foodservice Equipment
22-11 06 40 13 | Foodservice Equipment Schedule
22-11 06 50 | Schedules for Educational and Scientific Equipment
22-11 06 60 | Schedules for Entertainment and Recreation Equipment
22-11 06 70 | Schedules for Healthcare Equipment
22-11 06 70 13 | Healthcare Equipment Schedule
22-11 06 80 | Schedules for Facility Maintenance and Operation Equipment
22-11 06 90 | Schedules for Other Equipment
22-11 06 90 11 | Schedules for Detention Equipment
22-11 08 00 | Commissioning of Equipment
22-11 10 00 | Vehicle and Pedestrian Equipment
22-11 11 00 | Vehicle Service Equipment
22-11 11 13 | Compressed-Air Vehicle Service Equipment
22-11 11 19 | Vehicle Lubrication Equipment
22-11 11 23 | Tire-Changing Equipment
22-11 11 26 | Vehicle-Washing Equipment
22-11 11 36 | Vehicle Charging Equipment
22-11 11 36 13 | Commercial Electric Vehicle Charging Unit
22-11 11 36 16 | Residential Electric Vehicle Charging Unit
22-11 12 00 | Parking Control Equipment
22-11 12 13 | Parking Key and Card Control Units
22-11 12 16 | Parking Ticket Dispensers
22-11 12 23 | Parking Meters
22-11 12 26 | Parking Fee Collection Equipment
22-11 12 26 13 | Parking Fee Coin Collection Equipment
22-11 12 33 | Parking Gates
22-11 12 33 13 | Lift Arm Parking Gates
22-11 12 33 16 | Sliding Parking Gates
22-11 12 33 19 | Swinging Parking Gates
22-11 13 00 | Loading Dock Equipment
22-11 13 13 | Loading Dock Bumpers
22-11 13 16 | Loading Dock Seals and Shelters
22-11 13 16 13 | Loading Dock Seals
22-11 13 16 23 | Loading Dock Shelters
22-11 13 16 33 | Loading Dock Rail Shelters
22-11 13 19 | Stationary Loading Dock Equipment
22-11 13 19 13 | Loading Dock Levelers
22-11 13 19 23 | Stationary Loading Dock Lifts
22-11 13 19 26 | Loading Dock Truck Lifts
22-11 13 19 33 | Loading Dock Truck Restraints
22-11 13 23 | Portable Dock Equipment
22-11 13 23 13 | Portable Dock Lifts
22-11 13 23 16 | Portable Dock Ramps
22-11 13 23 19 | Portable Dock Bridges
22-11 13 23 23 | Portable Dock Platforms
22-11 13 26 | Loading Dock Lights
22-11 14 00 | Pedestrian Control Equipment
22-11 14 13 | Pedestrian Gates
22-11 14 13 16 | Rotary Gates
22-11 14 13 19 | Turnstiles
22-11 14 16 | Pedestrian Control Devices
22-11 14 19 | Portable Posts and Railings
22-11 14 26 | Pedestrian Fare Collection Equipment
22-11 14 26 13 | Pedestrian Coin Fare Collection Equipment
22-11 14 43 | Pedestrian Detection Equipment
22-11 14 43 13 | Electronic Detection and Counting Systems
22-11 14 53 | Pedestrian Security Equipment
22-11 15 00 | Security Control Equipment
22-11 20 00 | Commercial Equipment
22-11 21 00 | Retail and Service Equipment
22-11 21 13 | Cash Registers and Checking Equipment
22-11 21 23 | Vending Equipment
22-11 21 23 13 | Merchandise Vending Machines
22-11 21 23 16 | Reverse Vending Machines
22-11 21 23 19 | Video Rental Vending Machines
22-11 21 23 36 | Token Vending Machines
22-11 21 24 | Money Changing Machines
22-11 21 33 | Checkroom Equipment
22-11 21 43 | Weighing and Wrapping Equipment
22-11 21 53 | Barber and Beauty Shop Equipment
22-11 21 63 | Refrigerated Display Equipment
22-11 21 73 | Commercial Laundry and Dry Cleaning Equipment
22-11 21 73 13 | Dry Cleaning Equipment
22-11 21 73 16 | Drying and Conditioning Equipment
22-11 21 73 19 | Finishing Equipment
22-11 21 73 23 | Commercial Ironing Equipment
22-11 21 73 26 | Commercial Washers and Extractors
22-11 21 73 33 | Coin-Operated Laundry Equipment
22-11 21 73 43 | Hanging Garment Conveyors
22-11 21 83 | Photo Processing Equipment
22-11 22 00 | Banking Equipment
22-11 22 13 | Vault Equipment
22-11 22 13 13 | Safe Deposit Boxes
22-11 22 13 16 | Safes
22-11 22 13 23 | Vault Ventilators
22-11 22 13 26 | Time Capsules
22-11 22 16 | Teller and Service Equipment
22-11 22 16 13 | Teller Equipment Systems
22-11 22 16 16 | Automatic Banking Systems
22-11 22 16 19 | Money Handling Equipment
22-11 22 16 23 | Money Depositories
22-11 22 16 26 | Money Cart Pass-Through
22-11 22 16 29 | Package Transfer Units
22-11 22 16 33 | Deal Trays
22-11 25 00 | Hospitality Equipment
22-11 25 13 | Registration Equipment
22-11 28 00 | Office Equipment
22-11 28 13 | Computers
22-11 28 16 | Printers
22-11 28 23 | Copiers
22-11 29 00 | Postal, Packaging, and Shipping Equipment
22-11 29 23 | Packaging Equipment
22-11 29 33 | Shipping Equipment
22-11 29 55 | Postal Equipment
22-11 30 00 | Residential Equipment
22-11 30 13 | Residential Appliances
22-11 30 13 13 | Residential Kitchen Appliances
22-11 30 13 23 | Residential Laundry Appliances
22-11 30 33 | Retractable Stairs
22-11 30 34 | Residential Ceiling Fans
22-11 32 00 | Unit Kitchens
22-11 32 13 | Metal Unit Kitchens
22-11 32 16 | Wood Unit Kitchens
22-11 32 19 | Plastic-Laminate-Clad Unit Kitchens
22-11 40 00 | Foodservice Equipment
22-11 41 00 | Foodservice Storage Equipment
22-11 41 13 | Refrigerated Food Storage Cases
22-11 41 23 | Walk-In Coolers
22-11 41 26 | Walk-In Freezers
22-11 41 33 | Foodservice Shelving
22-11 42 00 | Food Preparation Equipment
22-11 42 13 | Food Preparation Appliances
22-11 42 16 | Food Preparation Surfaces
22-11 43 00 | Food Delivery Carts and Conveyors
22-11 43 13 | Food Delivery Carts
22-11 43 16 | Food Delivery Conveyors
22-11 44 00 | Food Cooking Equipment
22-11 44 13 | Commercial Ranges
22-11 44 16 | Commercial Ovens
22-11 46 00 | Food Dispensing Equipment
22-11 46 13 | Bar Equipment
22-11 46 16 | Service Line Equipment
22-11 46 19 | Soda Fountain Equipment
22-11 46 23 | Coffee and Espresso Equipment
22-11 46 83 | Ice Machines
22-11 48 00 | Foodservice Cleaning and Disposal Equipment
22-11 48 13 | Commercial Dishwashers
22-11 50 00 | Educational and Scientific Equipment
22-11 51 00 | Library Equipment
22-11 51 13 | Automated Book Storage and Retrieval Systems
22-11 51 16 | Book Depositories
22-11 51 19 | Book Theft Protection Equipment
22-11 51 23 | Library Stack Systems
22-11 51 23 13 | Metal Library Shelving
22-11 52 00 | Audio-Visual Equipment
22-11 52 13 | Projection Screens
22-11 52 13 13 | Fixed Projection Screens
22-11 52 13 16 | Portable Projection Screens
22-11 52 13 19 | Rear Projection Screens
22-11 52 16 | Projectors
22-11 52 16 13 | Movie Projectors
22-11 52 16 16 | Slide Projectors
22-11 52 16 19 | Overhead Projectors
22-11 52 16 23 | Opaque Projectors
22-11 52 16 26 | Video Projectors
22-11 52 19 | Players and Recorders
22-11 52 23 | Audio-Visual Equipment Supports
22-11 52 33 | Interactive Displays
22-11 53 00 | Laboratory Equipment
22-11 53 13 | Laboratory Fume Hoods
22-11 53 13 13 | Recirculating Laboratory Fume Hoods
22-11 53 16 | Laboratory Incubators
22-11 53 17 | Laboratory Equipment Washers
22-11 53 19 | Laboratory Sterilizers
22-11 53 23 | Laboratory Refrigerators
22-11 53 26 | Laboratory Freezers
22-11 53 29 | Laboratory Controlled-Environment Cabinets
22-11 53 33 | Emergency Safety Appliances
22-11 53 43 | Service Fittings and Accessories
22-11 53 53 | Biological Safety Cabinets
22-11 55 00 | Planetarium Equipment
22-11 55 13 | Planetarium Projectors
22-11 55 16 | Planetarium Pendulums
22-11 56 00 | Observatory Equipment
22-11 56 13 | Telescopes
22-11 56 16 | Telescope Mounts
22-11 56 19 | Telescope Drive Mechanisms
22-11 56 23 | Telescope Domes
22-11 57 00 | Vocational Shop Equipment
22-11 59 00 | Exhibit Equipment
22-11 60 00 | Entertainment and Recreation Equipment
22-11 61 00 | Broadcast, Theater, and Stage Equipment
22-11 61 13 | Acoustical Shells
22-11 61 23 | Folding and Portable Stages
22-11 61 33 | Rigging Systems and Controls
22-11 61 33 11 | Lighting Rigging Systems
22-11 61 33 16 | Scenery Rigging Systems
22-11 61 33 19 | Curtain Systems
22-11 61 43 | Stage Curtains
22-11 62 00 | Musical Equipment
22-11 62 13 | Bells
22-11 62 16 | Carillons
22-11 62 19 | Organs
22-11 66 00 | Athletic Equipment
22-11 66 13 | Exercise Equipment
22-11 66 23 | Gymnasium Equipment
22-11 66 23 13 | Basketball Equipment
22-11 66 23 23 | Volleyball Equipment
22-11 66 23 33 | Interior Tennis Equipment
22-11 66 23 43 | Interior Track and Field Equipment
22-11 66 23 53 | Wall Padding
22-11 66 23 56 | Mat Storage
22-11 66 43 | Interior Scoreboards
22-11 66 53 | Gymnasium Dividers
22-11 66 53 13 | Batting/Golf Cages
22-11 67 00 | Recreational Equipment
22-11 67 13 | Bowling Alley Equipment
22-11 67 23 | Shooting Range Equipment
22-11 67 33 | Climbing Walls
22-11 67 43 | Table Games Equipment
22-11 67 43 13 | Pool Tables
22-11 67 43 23 | Ping-Pong Tables
22-11 67 53 | Game Room Equipment
22-11 67 53 13 | Video Games
22-11 67 53 23 | Pinball Machines
22-11 68 00 | Play Field Equipment and Structures
22-11 68 13 | Playground Equipment
22-11 68 16 | Play Structures
22-11 68 23 | Exterior Court Athletic Equipment
22-11 68 23 13 | Exterior Basketball Equipment
22-11 68 23 23 | Exterior Volleyball Equipment
22-11 68 23 33 | Tennis Equipment
22-11 68 33 | Athletic Field Equipment
22-11 68 33 13 | Football Field Equipment
22-11 68 33 23 | Soccer and Field Hockey Equipment
22-11 68 33 33 | Baseball Field Equipment
22-11 68 33 43 | Track and Field Equipment
22-11 68 43 | Exterior Scoreboards
22-11 70 00 | Healthcare Equipment
22-11 71 00 | Medical Sterilizing Equipment
22-11 72 00 | Examination and Treatment Equipment
22-11 72 13 | Examination Equipment
22-11 72 53 | Treatment Equipment
22-11 73 00 | Patient Care Equipment
22-11 73 13 | Psychiatric Seclusion Room Padding
22-11 74 00 | Dental Equipment
22-11 75 00 | Optical Equipment
22-11 76 00 | Operating Room Equipment
22-11 77 00 | Radiology Equipment
22-11 78 00 | Mortuary Equipment
22-11 78 13 | Mortuary Refrigerators
22-11 78 16 | Crematorium Equipment
22-11 78 19 | Mortuary Lifts
22-11 79 00 | Therapy Equipment
22-11 80 00 | Facility Maintenance and Operation Equipment
22-11 81 00 | Facility Maintenance Equipment
22-11 81 13 | Floor and Wall Cleaning Equipment
22-11 81 16 | Housekeeping Carts
22-11 81 19 | Vacuum Cleaning Systems
22-11 81 23 | FaÃ§ade Access Equipment
22-11 81 23 13 | Window Washing Systems
22-11 81 29 | Facility Fall Protection
22-11 82 00 | Facility Solid Waste Handling Equipment
22-11 82 13 | Solid Waste Bins
22-11 82 16 | Facility Waste Conveyors
22-11 82 19 | Packaged Incinerators
22-11 82 23 | Recycling Equipment
22-11 82 26 | Facility Waste Compactors
22-11 82 29 | Composting Equipment
22-11 82 33 | Facility Waste Shredders
22-11 82 36 | Facility Waste Balers
22-11 90 00 | Miscellaneous Equipment
22-11 91 00 | Religious Equipment
22-11 91 13 | Baptisteries
22-11 92 00 | Agricultural Equipment
22-11 92 13 | Milkers
22-11 92 16 | Stock Feeders
22-11 92 19 | Stock Waterers
22-11 92 23 | Agricultural Waste Clean-Up Equipment
22-11 93 00 | Horticultural Equipment
22-11 93 13 | Hydroponic Growing Systems
22-11 93 16 | Seeders
22-11 93 19 | Transplanters
22-11 93 23 | Potting Machines
22-11 93 26 | Flat Fillers
22-11 93 29 | Baggers
22-11 93 33 | Soil Mixers
22-11 94 00 | Veterinary Equipment
22-11 95 00 | Arts and Crafts Equipment
22-11 95 13 | Kilns
22-11 97 00 | Security Equipment
22-11 97 13 | Deal Drawers
22-11 97 16 | Gun Ports
22-11 97 23 | Valuable Material Storage
22-11 98 00 | Detention Equipment
22-11 98 11 | Detention Equipment Requirements
22-11 98 12 | Detention Doors and Frames
22-11 98 13 | Detention Pass-Through Doors
22-11 98 14 | Detention Door Hardware
22-11 98 16 | Detention Equipment Fasteners
22-11 98 19 | Detention Room Padding
22-11 98 21 | Detention Windows
22-11 98 23 | Detention Window Screens
22-12 00 00 | Furnishings
22-12 01 00 | Operation and Maintenance of Furnishings
22-12 01 10 | Operation and Maintenance of Art
22-12 01 20 | Operation and Maintenance of Window Treatments
22-12 01 30 | Operation and Maintenance of Casework
22-12 01 40 | Operation and Maintenance of Furnishings and Accessories
22-12 01 50 | Operation and Maintenance of Furniture
22-12 01 60 | Operation and Maintenance of Multiple Seating
22-12 01 90 | Operation and Maintenance of Other Furnishings
22-12 05 00 | Common Work Results for Furnishings
22-12 05 05 | Selective Demolition for Furnishings
22-12 05 13 | Fabrics
22-12 06 00 | Schedules for Furnishings
22-12 06 10 | Schedules for Art
22-12 06 20 | Schedules for Window Treatments
22-12 06 20 13 | Window Treatment Schedule
22-12 06 30 | Schedules for Casework
22-12 06 30 13 | Manufactured Casework Schedule
22-12 06 40 | Schedules for Furnishings and Accessories
22-12 06 40 13 | Furnishings Schedule
22-12 06 50 | Schedules for Furniture
22-12 06 60 | Schedules for Multiple Seating
22-12 06 90 | Schedules for Other Furnishings
22-12 08 00 | Commissioning of Furnishings
22-12 10 00 | Art
22-12 11 00 | Murals
22-12 11 13 | Photo Murals
22-12 11 16 | Sculptured Brick Panels
22-12 11 23 | Brick Murals
22-12 11 26 | Ceramic Tile Murals
22-12 11 33 | Trompe L'Oeil
22-12 12 00 | Wall Decorations
22-12 12 13 | Commissioned Paintings
22-12 12 16 | Framed Paintings
22-12 12 19 | Framed Prints
22-12 12 23 | Tapestries
22-12 12 26 | Wall Hangings
22-12 14 00 | Sculptures
22-12 14 13 | Carved Sculpture
22-12 14 16 | Cast Sculpture
22-12 14 19 | Constructed Sculpture
22-12 14 23 | Relief Art
22-12 17 00 | Art Glass
22-12 17 13 | Etched Glass
22-12 17 16 | Stained Glass
22-12 19 00 | Religious Art
22-12 20 00 | Window Treatments
22-12 21 00 | Window Blinds
22-12 21 13 | Horizontal Louver Blinds
22-12 21 13 13 | Metal Horizontal Louver Blinds
22-12 21 13 23 | Wood Horizontal Louver Blinds
22-12 21 13 33 | Plastic Horizontal Louver Blinds
22-12 21 16 | Vertical Louver Blinds
22-12 21 16 13 | Metal Vertical Louver Blinds
22-12 21 16 23 | Wood Vertical Louver Blinds
22-12 21 16 33 | Plastic Vertical Louver Blinds
22-12 21 23 | Roll-Down Blinds
22-12 21 26 | Black-Out Blinds
22-12 22 00 | Curtains and Drapes
22-12 22 13 | Draperies
22-12 22 16 | Drapery Track and Accessories
22-12 23 00 | Interior Shutters
22-12 23 13 | Wood Interior Shutters
22-12 24 00 | Window Shades
22-12 24 13 | Roller Window Shades
22-12 24 16 | Pleated Window Shades
22-12 24 16 13 | Z-Pleated Window Shades
22-12 24 16 16 | Cellular Shades
22-12 24 16 19 | Roman Shades
22-12 25 00 | Window Treatment Operating Hardware
22-12 25 09 | Window Treatment Control System
22-12 25 13 | Motorized Drapery Rods
22-12 26 00 | Interior Daylighting Devices
22-12 30 00 | Casework
22-12 31 00 | Manufactured Metal Casework
22-12 31 16 | Manufactured Metal Sandwich Panel Casework
22-12 32 00 | Manufactured Wood Casework
22-12 32 13 | Manufactured Wood-Veneer-Faced Casework
22-12 32 16 | Manufactured Plastic-Laminate-Clad Casework
22-12 34 00 | Manufactured Plastic Casework
22-12 34 16 | Manufactured Solid-Plastic Casework
22-12 34 19 | Manufactured Solid Surface Casework
22-12 35 00 | Specialty Casework
22-12 35 17 | Bank Casework
22-12 35 25 | Hospitality Casework
22-12 35 30 | Residential Casework
22-12 35 30 13 | Kitchen Casework
22-12 35 30 23 | Bathroom Casework
22-12 35 30 43 | Dormitory Casework
22-12 35 33 | Utility Room Casework
22-12 35 36 | Mailroom Casework
22-12 35 39 | Commercial Kitchen Casework
22-12 35 50 | Educational/Library Casework
22-12 35 50 13 | Educational Casework
22-12 35 50 53 | Library Casework
22-12 35 50 56 | Built-In Study Carrels
22-12 35 53 | Laboratory Casework
22-12 35 53 13 | Metal Laboratory Casework
22-12 35 53 16 | Plastic-Laminate-Clad Laboratory Casework
22-12 35 53 19 | Wood Laboratory Casework
22-12 35 53 23 | Solid-Plastic Laboratory Casework
22-12 35 59 | Display Casework
22-12 35 70 | Healthcare Casework
22-12 35 70 13 | Hospital Casework
22-12 35 70 16 | Nurse Station Casework
22-12 35 70 19 | Exam Room Casework
22-12 35 70 74 | Dental Casework
22-12 35 83 | Performing Arts Casework
22-12 35 91 | Religious Casework
22-12 36 00 | Countertops
22-12 36 13 | Concrete Countertops
22-12 36 16 | Metal Countertops
22-12 36 19 | Wood Countertops
22-12 36 23 | Plastic Countertops
22-12 36 23 13 | Plastic-Laminate-Clad Countertops
22-12 36 26 | Glass Countertops
22-12 36 40 | Stone Countertops
22-12 36 53 | Laboratory Countertops
22-12 36 61 | Simulated Stone Countertops
22-12 36 61 13 | Cultured Marble Countertops
22-12 36 61 16 | Solid Surfacing Countertops
22-12 36 61 19 | Quartz Agglomerate Countertops
22-12 36 71 | Paper-Composite Countertops
22-12 40 00 | Furnishings and Accessories
22-12 41 00 | Office Accessories
22-12 41 13 | Desk Accessories
22-12 42 00 | Table Accessories
22-12 42 13 | Ceramics
22-12 42 16 | Flatware
22-12 42 16 13 | Silverware
22-12 42 19 | Hollowware
22-12 42 23 | Glassware
22-12 42 26 | Table Linens
22-12 42 26 13 | Napery
22-12 43 00 | Portable Lamps
22-12 43 13 | Lamps
22-12 43 13 13 | Desk Lamps
22-12 43 13 16 | Table Lamps
22-12 43 13 19 | Floor Lamps
22-12 44 00 | Bath Furnishings
22-12 44 13 | Bath Linens
22-12 44 13 13 | Bath Mats
22-12 44 13 16 | Bath Towels
22-12 44 16 | Shower Curtains
22-12 45 00 | Bedroom Furnishings
22-12 45 13 | Bed Linens
22-12 45 13 13 | Blankets
22-12 45 13 16 | Comforters
22-12 45 16 | Pillows
22-12 46 00 | Furnishing Accessories
22-12 46 13 | Ash Receptacles
22-12 46 16 | Bowls
22-12 46 19 | Clocks
22-12 46 23 | Decorative Crafts
22-12 46 26 | Decorative Screens
22-12 46 29 | Vases
22-12 46 33 | Waste Receptacles
22-12 48 00 | Rugs and Mats
22-12 48 13 | Entrance Floor Mats and Frames
22-12 48 13 13 | Entrance Floor Mats
22-12 48 13 16 | Entrance Floor Mat Frames
22-12 48 16 | Entrance Floor Grilles
22-12 48 19 | Entrance Floor Gratings
22-12 48 23 | Entrance Floor Grids
22-12 48 26 | Entrance Tile
22-12 48 43 | Floor Mats
22-12 48 43 13 | Chair Mats
22-12 48 43 23 | Anti-Fatigue Floor Mats
22-12 48 43 26 | Fall-Cushioning Floor Mats
22-12 48 53 | Rugs
22-12 48 53 13 | Runners
22-12 48 53 16 | Oriental Rugs
22-12 50 00 | Furniture
22-12 51 00 | Office Furniture
22-12 51 16 | Case Goods
22-12 51 16 13 | Metal Case Goods
22-12 51 16 16 | Wood Case Goods
22-12 51 16 19 | Plastic-Laminate-Clad Case Goods
22-12 51 19 | Filing Cabinets
22-12 51 19 13 | Lateral Filing Cabinets
22-12 51 19 16 | Vertical Filing Cabinets
22-12 51 23 | Office Tables
22-12 51 83 | Custom Office Furniture
22-12 52 00 | Seating
22-12 52 13 | Chairs
22-12 52 19 | Upholstered Seating
22-12 52 23 | Office Seating
22-12 52 70 | Healthcare Seating
22-12 52 83 | Custom Seating
22-12 53 00 | Retail Furniture
22-12 53 83 | Custom Retail Furniture
22-12 54 00 | Hospitality Furniture
22-12 54 13 | Hotel and Motel Furniture
22-12 54 16 | Restaurant Furniture
22-12 54 83 | Custom Hospitality Furniture
22-12 55 00 | Detention Furniture
22-12 55 13 | Detention Bunks
22-12 55 16 | Detention Desks
22-12 55 19 | Detention Stools
22-12 55 23 | Detention Tables
22-12 55 26 | Detention Safety Clothes Hooks
22-12 55 83 | Custom Detention Furniture
22-12 55 86 | Detention Control Room Furniture
22-12 56 00 | Institutional Furniture
22-12 56 23 | Religious Furniture
22-12 56 33 | Classroom Furniture
22-12 56 33 13 | Fixed Classroom Tables
22-12 56 33 23 | Classroom Computer Furniture
22-12 56 39 | Lecterns
22-12 56 43 | Dormitory Furniture
22-12 56 51 | Library Furniture
22-12 56 51 13 | Book Shelves
22-12 56 51 16 | Study Carrels
22-12 56 51 19 | Index Card File Cabinets
22-12 56 52 | Audio-Visual Furniture
22-12 56 53 | Laboratory Furniture
22-12 56 70 | Healthcare Furniture
22-12 56 83 | Custom Institutional Furniture
22-12 56 86 | Institutional Control Room Furniture
22-12 57 00 | Industrial Furniture
22-12 57 13 | Welding Benches
22-12 57 16 | Welding Screens
22-12 57 19 | Laser Containment Screens
22-12 57 83 | Custom Industrial Furniture
22-12 57 86 | Industrial Control Room Furniture
22-12 58 00 | Residential Furniture
22-12 58 13 | Couches and Loveseats
22-12 58 13 13 | Futons
22-12 58 16 | Residential Chairs
22-12 58 16 13 | Reclining Chairs
22-12 58 19 | Dining Tables and Chairs
22-12 58 23 | Coffee Tables
22-12 58 26 | Entertainment Centers
22-12 58 29 | Beds
22-12 58 29 13 | Daybeds
22-12 58 33 | Dressers
22-12 58 33 13 | Armoires
22-12 58 36 | Nightstands
22-12 58 83 | Custom Residential Furniture
22-12 59 00 | Systems Furniture
22-12 59 13 | Panel-Hung Component System Furniture
22-12 59 16 | Free-Standing Component System Furniture
22-12 59 19 | Beam System Furniture
22-12 59 23 | Desk System Furniture
22-12 59 83 | Custom Systems Furniture
22-12 60 00 | Multiple Seating
22-12 61 00 | Fixed Audience Seating
22-12 61 13 | Upholstered Audience Seating
22-12 61 16 | Molded-Plastic Audience Seating
22-12 62 00 | Portable Audience Seating
22-12 62 13 | Folding Chairs
22-12 62 16 | Interlocking Chairs
22-12 62 19 | Stacking Chairs
22-12 62 23 | Portable Bleachers
22-12 63 00 | Stadium and Arena Seating
22-12 63 13 | Stadium and Arena Bench Seating
22-12 63 23 | Stadium and Arena Seats
22-12 64 00 | Booths and Tables
22-12 64 13 | Booths
22-12 64 16 | Tables
22-12 64 23 | Banquette Seating
22-12 65 00 | Multiple-Use Fixed Seating
22-12 66 00 | Telescoping Stands
22-12 66 13 | Telescoping Bleachers
22-12 66 23 | Telescoping Chair Platforms
22-12 67 00 | Pews and Benches
22-12 67 13 | Pews
22-12 67 23 | Benches
22-12 68 00 | Seat and Table Assemblies
22-12 68 13 | Pedestal Tablet Arm Chairs
22-12 90 00 | Other Furnishings
22-12 92 00 | Interior Planters and Artificial Plants
22-12 92 13 | Interior Artificial Plants
22-12 92 33 | Interior Planters
22-12 92 43 | Interior Landscaping Accessories
22-12 93 00 | Interior Public Space Furnishings
22-12 93 13 | Bicycle Racks
22-12 93 14 | Bicycle Lockers
22-12 93 23 | Trash and Litter Receptacles
22-13 00 00 | Special Construction
22-13 01 00 | Operation and Maintenance of Special Construction
22-13 01 10 | Operation and Maintenance of Special Facility Components
22-13 01 11 | Operation and Maintenance of Swimming Pools
22-13 01 12 | Operation and Maintenance of Fountains
22-13 01 13 | Operation and Maintenance of Aquariums
22-13 01 14 | Operation and Maintenance of Amusement Park Structures and Equipment
22-13 01 18 | Operation and Maintenance of Ice Rinks
22-13 01 20 | Operation and Maintenance of Special Purpose Rooms
22-13 01 21 | Operation and Maintenance of Controlled Environment Rooms
22-13 01 23 | Operation and Maintenance of Planetariums
22-13 01 30 | Operation and Maintenance of Special Structures
22-13 01 40 | Operation and Maintenance of Integrated Construction
22-13 01 46 | Maintenance of Lightning Protection Systems
22-13 01 49 | Operation and Maintenance of Radiation Protection
22-13 01 50 | Operation and Maintenance of Special Instrumentation
22-13 01 51 | Operation and Maintenance of Stress Instrumentation
22-13 01 52 | Operation and Maintenance of Seismic Instrumentation
22-13 01 53 | Operation and Maintenance of Meteorological Instrumentation
22-13 05 00 | Common Work Results for Special Construction
22-13 05 05 | Selective Demolition for Special Construction
22-13 06 00 | Schedules for Special Construction
22-13 06 10 | Schedules for Special Facility Components
22-13 06 20 | Schedules for Special Purpose Rooms
22-13 06 30 | Schedules for Special Structures
22-13 06 40 | Schedules for Integrated Construction
22-13 06 50 | Schedules for Special Instrumentation
22-13 08 00 | Commissioning of Special Construction
22-13 08 10 | Commissioning of Special Facility Components
22-13 08 11 | Commissioning of Swimming Pools
22-13 08 12 | Commissioning of Fountains
22-13 08 13 | Commissioning of Aquariums
22-13 08 14 | Commissioning of Amusement Park Structures and Equipment
22-13 08 18 | Commissioning of Ice Rinks
22-13 08 20 | Commissioning of Special Purpose Rooms
22-13 08 21 | Commissioning of Controlled Environment Rooms
22-13 08 23 | Commissioning of Planetariums
22-13 08 30 | Commissioning of Special Structures
22-13 08 40 | Commissioning of Integrated Construction
22-13 08 50 | Commissioning of Special Instrumentation
22-13 10 00 | Special Facility Components
22-13 11 00 | Swimming Pools
22-13 11 13 | Below-Grade Swimming Pools
22-13 11 23 | On-Grade Swimming Pools
22-13 11 33 | Elevated Swimming Pools
22-13 11 43 | Recirculating Gutter Systems
22-13 11 46 | Swimming Pool Accessories
22-13 11 49 | Swimming Pool Cleaning Equipment
22-13 11 53 | Movable Pool Bulkheads
22-13 11 56 | Movable Pool Floors
22-13 12 00 | Fountains
22-13 12 13 | Exterior Fountains
22-13 12 23 | Interior Fountains
22-13 13 00 | Aquariums
22-13 14 00 | Amusement Park Structures and Equipment
22-13 14 13 | Water Slides
22-13 14 16 | Wave Generating Equipment
22-13 14 23 | Amusement Park Rides
22-13 15 00 | Specialty Element Construction
22-13 17 00 | Tubs and Pools
22-13 17 13 | Hot Tubs
22-13 17 23 | Therapeutic Pools
22-13 17 33 | Whirlpool Tubs
22-13 18 00 | Ice Rinks
22-13 18 13 | Ice Rink Floor Systems
22-13 18 16 | Ice Rink Dasher Boards
22-13 19 00 | Kennels and Animal Shelters
22-13 19 13 | Kennel Enclosures and Gates
22-13 19 16 | Kennel Feeding Devices
22-13 19 19 | Animal Washing Tubs
22-13 20 00 | Special Purpose Rooms
22-13 21 00 | Controlled Environment Rooms
22-13 21 13 | Clean Rooms
22-13 21 16 | Hyperbaric Rooms
22-13 21 23 | Insulated Rooms
22-13 21 26 | Cold Storage Rooms
22-13 21 26 13 | Walk-in Coolers
22-13 21 26 16 | Walk-in Freezers
22-13 21 29 | Constant Temperature Rooms
22-13 21 48 | Sound-Conditioned Rooms
22-13 22 00 | Office Shelters and Booths
22-13 23 00 | Planetariums
22-13 24 00 | Special Activity Rooms
22-13 24 16 | Saunas
22-13 24 26 | Steam Baths
22-13 24 66 | Athletic Rooms
22-13 26 00 | Fabricated Rooms
22-13 26 13 | Storm Shelter Rooms
22-13 27 00 | Vaults
22-13 27 16 | Modular Fire Vaults
22-13 27 53 | Security Vaults
22-13 27 53 13 | Modular Concrete Security Vaults
22-13 27 53 16 | Modular Metal-Clad Laminated Security Vaults
22-13 28 00 | Athletic and Recreational Special Construction
22-13 28 13 | Indoor Soccer Boards
22-13 28 16 | Safety Netting
22-13 28 19 | Arena Football Boards
22-13 28 26 | Floor Sockets
22-13 28 33 | Athletic and Recreational Court Walls
22-13 28 66 | Demountable Athletic Surfaces
22-13 30 00 | Special Structures
22-13 31 00 | Fabric Structures
22-13 31 13 | Air-Supported Fabric Structures
22-13 31 13 13 | Single-Walled Air-Supported Structures
22-13 31 13 16 | Multiple-Walled Air-Supported Structures
22-13 31 23 | Tensioned Fabric Structures
22-13 31 33 | Framed Fabric Structures
22-13 32 00 | Space Frames
22-13 32 13 | Metal Space Frames
22-13 32 23 | Wood Space Frames
22-13 33 00 | Geodesic Structures
22-13 33 13 | Geodesic Domes
22-13 34 00 | Fabricated Engineered Structures
22-13 34 13 | Glazed Structures
22-13 34 13 13 | Greenhouses
22-13 34 13 16 | Solariums
22-13 34 13 19 | Swimming Pool Enclosures
22-13 34 13 23 | Sunrooms
22-13 34 13 26 | Conservatories
22-13 34 16 | Grandstands and Bleachers
22-13 34 16 13 | Grandstands
22-13 34 16 53 | Bleachers
22-13 34 18 | Post Frame Building Systems
22-13 34 19 | Metal Building Systems
22-13 34 23 | Fabricated Structures
22-13 34 23 13 | Portable and Mobile Buildings
22-13 34 23 14 | Fabricated Classroom Buildings
22-13 34 23 16 | Fabricated Control Booths
22-13 34 23 19 | Fabricated Dome Structures
22-13 34 23 23 | Fabricated Substation Control Rooms
22-13 34 23 26 | Fabricated Cold Storage Buildings
22-13 34 56 | Observatories
22-13 35 00 | Rammed Earth Construction
22-13 35 13 | Rammed Earth Walls
22-13 35 13 13 | Traditional Rammed Earth Walls
22-13 35 13 23 | Stabilized Insulated Rammed Earth Walls
22-13 36 00 | Towers
22-13 36 13 | Metal Towers
22-13 36 13 13 | Steel Towers
22-13 36 23 | Wood Towers
22-13 40 00 | Integrated Construction
22-13 42 00 | Building Modules and Components
22-13 42 13 | Bathroom Unit Modules
22-13 42 25 | Hospitality Unit Modules
22-13 42 33 | Apartment Unit Modules
22-13 42 43 | Dormitory Unit Modules
22-13 42 46 | Education Unit Modules
22-13 42 63 | Detention Cell Modules
22-13 42 63 13 | Precast-Concrete Detention Cell Modules
22-13 42 63 16 | Steel Detention Cell Modules
22-13 42 73 | Integrated Interior Modules
22-13 42 73 11 | Integrated Floor Assemblies
22-13 42 73 13 | Integrated Wall Assemblies
22-13 42 73 15 | Integrated Ceiling Assemblies
22-13 44 00 | Modular Mezzanines
22-13 46 00 | Lightning Protection Systems
22-13 46 13 | Lightning Protection for Structures
22-13 46 16 | Lightning Prevention and Dissipation
22-13 46 19 | Early Streamer Emission Lightning Protection
22-13 46 23 | Lightning Monitoring Equipment
22-13 47 00 | Facility Protection
22-13 47 13 | Cathodic Protection
22-13 47 13 13 | Cathodic Protection for Underground and Submerged Piping
22-13 47 13 16 | Cathodic Protection for Underground Storage Tanks
22-13 47 13 19 | Cathodic Protection for Concrete Reinforcing
22-13 48 00 | Sound, Vibration, and Seismic Control
22-13 48 13 | Manufactured Sound and Vibration Control Components
22-13 48 23 | Fabricated Sound and Vibration Control Assemblies
22-13 48 53 | Manufactured Seismic Control Components
22-13 48 63 | Fabricated Seismic Control Assemblies
22-13 49 00 | Radiation Protection
22-13 49 13 | Integrated X-Ray Shielding Assemblies
22-13 49 16 | Modular X-Ray Shielding Rooms
22-13 49 23 | Integrated RFI/EMI Shielding Assemblies
22-13 49 26 | Modular RFI/EMI Shielding Rooms
22-13 50 00 | Special Instrumentation
22-13 51 00 | Stress Instrumentation
22-13 52 00 | Seismic Instrumentation
22-13 53 00 | Meteorological Instrumentation
22-13 53 13 | Solar Instrumentation
22-13 53 23 | Wind Instrumentation
22-14 00 00 | Conveying Equipment
22-14 01 00 | Operation and Maintenance of Conveying Equipment
22-14 01 10 | Operation and Maintenance of Dumbwaiters
22-14 01 10 71 | Dumbwaiter Rehabilitation
22-14 01 20 | Operation and Maintenance of Elevators
22-14 01 20 71 | Elevator Rehabilitation
22-14 01 30 | Operation and Maintenance of Escalators and Moving Walks
22-14 01 30 71 | Escalators and Moving Walks Rehabilitation
22-14 01 40 | Operation and Maintenance of Lifts
22-14 01 40 71 | Lift Rehabilitation
22-14 01 70 | Operation and Maintenance of Turntables
22-14 01 80 | Operation and Maintenance of Scaffolding
22-14 01 90 | Operation and Maintenance of Other Conveying Equipment
22-14 05 00 | Common Work Results for Conveying Equipment
22-14 05 05 | Selective Demolition for Conveying Equipment
22-14 06 00 | Schedules for Conveying Equipment
22-14 06 10 | Schedules for Dumbwaiters
22-14 06 20 | Schedules for Elevators
22-14 06 20 13 | Elevator Equipment Schedule
22-14 06 30 | Schedules for Escalators and Moving Walks
22-14 06 40 | Schedules for Lifts
22-14 06 40 13 | Lift Schedule
22-14 06 70 | Schedules for Turntables
22-14 06 80 | Schedules for Scaffolding
22-14 06 90 | Schedules for Other Conveying Equipment
22-14 08 00 | Commissioning of Conveying Equipment
22-14 08 10 | Commissioning of Dumbwaiters
22-14 08 20 | Commissioning of Elevators
22-14 08 30 | Commissioning of Escalators and Moving Walks
22-14 08 40 | Commissioning of Lifts
22-14 08 70 | Commissioning of Turntables
22-14 08 80 | Commissioning of Scaffolding
22-14 10 00 | Dumbwaiters
22-14 11 00 | Manual Dumbwaiters
22-14 12 00 | Electric Dumbwaiters
22-14 14 00 | Hydraulic Dumbwaiters
22-14 20 00 | Elevators
22-14 21 00 | Electric Traction Elevators
22-14 21 13 | Electric Traction Freight Elevators
22-14 21 23 | Electric Traction Passenger Elevators
22-14 21 23 13 | Machine Room Electric Traction Passenger Elevators
22-14 21 23 16 | Machine Room-Less Electric Traction Passenger Elevators
22-14 21 33 | Electric Traction Residential Elevators
22-14 21 43 | Electric Traction Service Elevators
22-14 24 00 | Hydraulic Elevators
22-14 24 13 | Hydraulic Freight Elevators
22-14 24 23 | Hydraulic Passenger Elevators
22-14 24 33 | Hydraulic Residential Elevators
22-14 24 43 | Hydraulic Service Elevators
22-14 25 00 | Rack and Pinion Elevators
22-14 26 00 | Limited-Use/Limited-Application Elevators
22-14 27 00 | Custom Elevator Cabs and Doors
22-14 27 13 | Custom Elevator Cab Finishes
22-14 27 16 | Custom Elevator Doors
22-14 28 00 | Elevator Equipment and Controls
22-14 28 16 | Elevator Controls
22-14 28 19 | Elevator Equipment
22-14 28 19 13 | Elevator Safety Equipment
22-14 28 19 16 | Elevator Hoistway Equipment
22-14 30 00 | Escalators and Moving Walks
22-14 31 00 | Escalators
22-14 32 00 | Moving Walks
22-14 33 00 | Moving Ramps
22-14 33 13 | Motorized Ramps
22-14 33 16 | Powered Ramps
22-14 40 00 | Lifts
22-14 41 00 | People Lifts
22-14 41 13 | Counterbalanced People Lifts
22-14 41 16 | Endless-Belt People Lifts
22-14 41 19 | Stairway Chairlifts
22-14 42 00 | Wheelchair Lifts
22-14 42 13 | Inclined Wheelchair Lifts
22-14 42 16 | Vertical Wheelchair Lifts
22-14 43 00 | Platform Lifts
22-14 43 13 | Orchestra Lifts
22-14 43 16 | Stage Lifts
22-14 44 00 | Sidewalk Lifts
22-14 45 00 | Vehicle Lifts
22-14 45 13 | Vehicle Service Lifts
22-14 45 23 | Vehicle Parking Lifts
22-14 46 00 | Material Lifts
22-14 70 00 | Turntables
22-14 71 00 | Industrial Turntables
22-14 71 11 | Vehicle Turntables
22-14 72 00 | Hospitality Turntables
22-14 72 25 | Restaurant Turntables
22-14 73 00 | Exhibit Turntables
22-14 73 59 | Display Turntables
22-14 74 00 | Entertainment Turntables
22-14 74 61 | Stage Turntables
22-14 80 00 | Scaffolding
22-14 81 00 | Suspended Scaffolding
22-14 81 13 | Beam Scaffolding
22-14 81 16 | Carriage Scaffolding
22-14 81 19 | Hook Scaffolding
22-14 82 00 | Rope Climbers
22-14 82 13 | Manual Rope Climbers
22-14 82 16 | Powered Rope Climbers
22-14 83 00 | Elevating Platforms
22-14 83 13 | Telescoping Platform Lifts
22-14 83 13 13 | Electric and Battery Telescoping Platform Lifts
22-14 83 13 16 | Pneumatic Telescoping Platform Lifts
22-14 83 16 | Scissor Lift Platforms
22-14 83 19 | Multi-Axis Platform Lifts
22-14 84 00 | Powered Scaffolding
22-14 84 13 | Window Washing Scaffolding
22-14 84 23 | Window Washing Hoists
22-14 90 00 | Other Conveying Equipment
22-14 91 00 | Facility Chutes
22-14 91 13 | Coal Chutes
22-14 91 23 | Escape Chutes
22-14 91 33 | Laundry and Linen Chutes
22-14 91 82 | Trash Chutes
22-14 92 00 | Pneumatic Tube Systems
22-14 93 00 | Slide Pole Systems
22-14 93 13 | Firehouse Slide Poles
22-21 00 00 | Fire Suppression
22-21 01 00 | Operation and Maintenance of Fire Suppression
22-21 01 10 | Operation and Maintenance of Water-Based Fire-Suppression Systems
22-21 01 20 | Operation and Maintenance of Fire-Extinguishing Systems
22-21 01 30 | Operation and Maintenance of Fire-Suppression Equipment
22-21 05 00 | Common Work Results for Fire Suppression
22-21 05 05 | Selective Demolition for Fire Suppression
22-21 05 13 | Common Motor Requirements for Fire-Suppression Equipment
22-21 05 16 | Expansion Fittings and Loops for Fire-Suppression Piping
22-21 05 17 | Sleeves and Sleeve Seals for Fire-Suppression Piping
22-21 05 19 | Meters and Gauges for Fire-Suppression Systems
22-21 05 23 | General-Duty Valves for Water-Based Fire-Suppression Piping
22-21 05 29 | Hangers and Supports for Fire-Suppression Piping and Equipment
22-21 05 33 | Heat Tracing for Fire-Suppression Piping
22-21 05 48 | Vibration and Seismic Controls for Fire-Suppression Piping and Equipment
22-21 05 48 13 | Vibration Controls for Fire-Suppression Piping and Equipment
22-21 05 53 | Identification for Fire-Suppression Piping and Equipment
22-21 06 00 | Schedules for Fire Suppression
22-21 06 10 | Schedules for Water-Based Fire-Suppression Systems
22-21 06 20 | Schedules for Fire-Extinguishing Systems
22-21 06 30 | Schedules for Fire-Suppression Equipment
22-21 07 00 | Fire Suppression Systems Insulation
22-21 07 16 | Fire-Suppression Equipment Insulation
22-21 07 19 | Fire-Suppression Piping Insulation
22-21 08 00 | Commissioning of Fire Suppression
22-21 09 00 | Instrumentation and Control for Fire-Suppression Systems
22-21 10 00 | Water-Based Fire-Suppression Systems
22-21 11 00 | Facility Fire-Suppression Water-Service Piping
22-21 11 16 | Facility Fire Hydrants
22-21 11 19 | Fire-Department Connections
22-21 12 00 | Fire-Suppression Standpipes
22-21 12 13 | Fire-Suppression Hoses and Nozzles
22-21 12 16 | Fire-Suppression Hose Reels
22-21 12 19 | Fire-Suppression Hose Racks
22-21 12 23 | Fire-Suppression Hose Valves
22-21 13 00 | Fire-Suppression Sprinkler Systems
22-21 13 13 | Wet-Pipe Sprinkler Systems
22-21 13 16 | Dry-Pipe Sprinkler Systems
22-21 13 19 | Preaction Sprinkler Systems
22-21 13 23 | Combined Dry-Pipe and Preaction Sprinkler Systems
22-21 13 26 | Deluge Fire-Suppression Sprinkler Systems
22-21 13 29 | Water Spray Fixed Systems
22-21 13 36 | Antifreeze Sprinkler Systems
22-21 13 39 | Foam-Water Systems
22-21 20 00 | Fire-Extinguishing Systems
22-21 21 00 | Gas-Based Fire-Extinguishing Systems
22-21 21 13 | Carbon-Dioxide Fire-Extinguishing Piping
22-21 21 13 13 | High-Pressure, Carbon-Dioxide Fire-Extinguishing Systems
22-21 21 13 16 | Low-Pressure, Carbon-Dioxide Fire-Extinguishing Systems
22-21 21 16 | Carbon-Dioxide Fire-Extinguishing Equipment
22-21 21 23 | Nitrogen-Water Fire-Extinguishing Systems
22-21 22 00 | Clean-Agent Fire-Extinguishing Systems
22-21 22 13 | Clean-Agent Fire-Extinguishing Piping
22-21 22 16 | Clean-Agent Fire-Extinguishing Equipment
22-21 23 00 | Wet-Chemical Fire-Extinguishing Systems
22-21 23 13 | Wet-Chemical Fire-Extinguishing Piping
22-21 23 16 | Wet-Chemical Fire-Extinguishing Equipment
22-21 24 00 | Dry-Chemical Fire-Extinguishing Systems
22-21 24 13 | Dry-Chemical Fire-Extinguishing Piping
22-21 24 16 | Dry-Chemical Fire-Extinguishing Equipment
22-21 30 00 | Fire Pumps
22-21 31 00 | Centrifugal Fire Pumps
22-21 31 13 | Electric-Drive, Centrifugal Fire Pumps
22-21 31 16 | Diesel-Drive, Centrifugal Fire Pumps
22-21 32 00 | Vertical-Turbine Fire Pumps
22-21 32 13 | Electric-Drive, Vertical-Turbine Fire Pumps
22-21 32 16 | Diesel-Drive, Vertical-Turbine Fire Pumps
22-21 33 00 | Positive-Displacement Fire Pumps
22-21 33 13 | Electric-Drive, Positive-Displacement Fire Pumps
22-21 33 16 | Diesel-Drive, Positive-Displacement Fire Pumps
22-21 34 00 | Fire Pump Accessories
22-21 34 13 | Pressure Maintenance Pumps
22-21 40 00 | Fire-Suppression Water Storage
22-21 41 00 | Storage Tanks for Fire-Suppression Water
22-21 41 13 | Pressurized Storage Tanks for Fire-Suppression Water
22-21 41 16 | Elevated Storage Tanks for Fire-Suppression Water
22-21 41 19 | Roof-Mounted Storage Tanks for Fire-Suppression Water
22-21 41 23 | Ground Suction Storage Tanks for Fire-Suppression Water
22-21 41 26 | Underground Storage Tanks for Fire-Suppression Water
22-21 41 29 | Storage Tanks for Fire-Suppression Water Additives
22-22 00 00 | Plumbing
22-22 01 00 | Operation and Maintenance of Plumbing
22-22 01 10 | Operation and Maintenance of Plumbing Piping and Pumps
22-22 01 10 16 | Video Piping Inspections
22-22 01 10 51 | Plumbing Piping Cleaning
22-22 01 10 61 | Plumbing Piping Repairs
22-22 01 10 62 | Plumbing Piping Relining
22-22 01 30 | Operation and Maintenance of Plumbing Equipment
22-22 01 40 | Operation and Maintenance of Plumbing Fixtures
22-22 01 50 | Operation and Maintenance of Pool and Fountain Plumbing Systems
22-22 01 60 | Operation and Maintenance of Laboratory and Healthcare Systems
22-22 05 00 | Common Work Results for Plumbing
22-22 05 05 | Selective Demolition for Plumbing
22-22 05 13 | Common Motor Requirements for Plumbing Equipment
22-22 05 16 | Expansion Fittings and Loops for Plumbing Piping
22-22 05 17 | Sleeves and Sleeve Seals for Plumbing Piping
22-22 05 19 | Meters and Gauges for Plumbing Piping
22-22 05 23 | General-Duty Valves for Plumbing Piping
22-22 05 29 | Hangers and Supports for Plumbing Piping and Equipment
22-22 05 33 | Heat Tracing for Plumbing Piping
22-22 05 48 | Vibration and Seismic Controls for Plumbing Piping and Equipment
22-22 05 48 13 | Vibration Controls for Plumbing Piping and Equipment
22-22 05 53 | Identification for Plumbing Piping and Equipment
22-22 05 73 | Facility Drainage Manholes
22-22 05 76 | Facility Drainage Piping Cleanouts
22-22 06 00 | Schedules for Plumbing
22-22 06 10 | Schedules for Plumbing Piping and Pumps
22-22 06 10 13 | Plumbing Pump Schedule
22-22 06 12 | Schedules for Facility Potable Water Storage
22-22 06 15 | Schedules for General Service Compressed-Air Equipment
22-22 06 30 | Schedules for Plumbing Equipment
22-22 06 30 13 | Domestic Water Heater Schedule
22-22 06 40 | Schedules for Plumbing Fixtures
22-22 06 40 13 | Plumbing Fixture Schedule
22-22 06 50 | Schedules for Pool and Fountain Plumbing Systems
22-22 06 60 | Schedules for Laboratory and Healthcare Systems
22-22 07 00 | Plumbing Insulation
22-22 07 16 | Plumbing Equipment Insulation
22-22 07 19 | Plumbing Piping Insulation
22-22 08 00 | Commissioning of Plumbing
22-22 09 00 | Instrumentation and Control for Plumbing
22-22 09 63 | Medical Gas Alarms
22-22 10 00 | Plumbing Piping
22-22 11 00 | Facility Water Distribution
22-22 11 13 | Facility Water Distribution Piping
22-22 11 16 | Domestic Water Piping
22-22 11 17 | Gray-Water Piping
22-22 11 19 | Domestic Water Piping Specialties
22-22 11 23 | Domestic Water Pumps
22-22 11 23 13 | Domestic-Water Packaged Booster Pumps
22-22 11 23 23 | Domestic-Water In-Line Pumps
22-22 11 23 26 | Close-Coupled, Horizontally Mounted, In-Line Centrifugal Domestic-Water Pumps
22-22 11 23 29 | Close-Coupled, Vertically Mounted, In-Line Centrifugal Domestic-Water Pumps
22-22 11 23 33 | Separately Coupled, In-Line Centrifugal Domestic-Water Pumps
22-22 11 23 36 | Separately Coupled, Horizontally Mounted, In-Line Centrifugal Domestic-Water Pumps
22-22 11 23 43 | Domestic-Water, Base-Mounted Pumps
22-22 11 63 | Gray-Water Pumps
22-22 12 00 | Facility Potable-Water Storage Tanks
22-22 12 13 | Facility Roof-Mounted, Potable-Water Storage Tanks
22-22 12 16 | Facility Elevated, Potable-Water Storage Tanks
22-22 12 19 | Facility Ground-Mounted, Potable-Water Storage Tanks
22-22 12 21 | Facility Underground Potable-Water Storage Tanks
22-22 12 23 | Facility Indoor Potable-Water Storage Tanks
22-22 12 23 13 | Facility Steel, Indoor Potable-Water Storage Pressure Tanks
22-22 12 23 16 | Facility Steel, Indoor Potable-Water Storage Non-Pressure Tanks
22-22 12 23 23 | Facility Plastic, Indoor Potable-Water Storage Pressure Tanks
22-22 12 23 26 | Facility Plastic, Indoor Potable-Water Storage Non-Pressure Tanks
22-22 13 00 | Facility Sanitary Sewerage
22-22 13 13 | Facility Sanitary Sewers
22-22 13 16 | Sanitary Waste and Vent Piping
22-22 13 19 | Sanitary Waste Piping Specialties
22-22 13 19 13 | Sanitary Drains
22-22 13 19 23 | Fats, Oils, and Grease Disposal Systems
22-22 13 19 26 | Grease Removal Devices
22-22 13 19 33 | Backwater Valves
22-22 13 19 36 | Air-Admittance Valves
22-22 13 23 | Sanitary Waste Interceptors
22-22 13 26 | Sanitary Waste Separators
22-22 13 29 | Sanitary Sewerage Pumps
22-22 13 29 13 | Wet-Pit-Mounted, Vertical Sewerage Pumps
22-22 13 29 16 | Submersible Sewerage Pumps
22-22 13 29 23 | Sewerage Pump Reverse-Flow Assemblies
22-22 13 29 33 | Sewerage Pump Basins and Pits
22-22 13 33 | Packaged, Submersible Sewerage Pump Units
22-22 13 36 | Packaged, Wastewater Pump Units
22-22 13 43 | Facility Packaged Sewage Pumping Stations
22-22 13 43 13 | Facility Dry-Well Packaged Sewage Pumping Stations
22-22 13 43 16 | Facility Wet-Well Packaged Sewage Pumping Stations
22-22 13 63 | Facility Gray Water Tanks
22-22 14 00 | Facility Storm Drainage
22-22 14 13 | Facility Storm Drainage Piping
22-22 14 16 | Rainwater Leaders
22-22 14 19 | Sump Pump Discharge Piping
22-22 14 23 | Storm Drainage Piping Specialties
22-22 14 26 | Facility Storm Drains
22-22 14 26 13 | Roof Drains
22-22 14 26 16 | Facility Area Drains
22-22 14 26 19 | Facility Trench Drains
22-22 14 29 | Sump Pumps
22-22 14 29 13 | Wet-Pit-Mounted, Vertical Sump Pumps
22-22 14 29 16 | Submersible Sump Pumps
22-22 14 29 19 | Sump-Pump Basins and Pits
22-22 14 33 | Packaged, Pedestal Drainage Pump Units
22-22 14 36 | Packaged, Submersible, Drainage Pump Units
22-22 14 53 | Rainwater Storage Tanks
22-22 14 63 | Facility Storm-Water Retention Tanks
22-22 15 00 | General Service Compressed-Air Systems
22-22 15 13 | General Service Compressed-Air Piping
22-22 15 16 | General Service Compressed-Air Valves
22-22 15 19 | General Service Packaged Air Compressors and Receivers
22-22 15 19 13 | General Service Packaged Reciprocating Air Compressors
22-22 15 19 16 | General Service Packaged Liquid-Ring Air Compressors
22-22 15 19 19 | General Service Packaged Rotary-Screw Air Compressors
22-22 15 19 23 | General Service Packaged Sliding-Vane Air Compressors
22-22 30 00 | Plumbing Equipment
22-22 31 00 | Domestic Water Softeners
22-22 31 13 | Residential Domestic Water Softeners
22-22 31 16 | Commercial Domestic Water Softeners
22-22 32 00 | Domestic Water Filtration Equipment
22-22 32 13 | Domestic-Water Bag-Type Filters
22-22 32 16 | Domestic-Water Freestanding Cartridge Filters
22-22 32 19 | Domestic-Water Off-Floor Cartridge Filters
22-22 32 23 | Domestic-Water Carbon Filters
22-22 32 26 | Domestic-Water Sand Filters
22-22 32 26 13 | Domestic-Water Circulating Sand Filters
22-22 32 26 16 | Domestic-Water Multimedia Sand Filters
22-22 32 26 19 | Domestic-Water Greensand Filters
22-22 33 00 | Electric Domestic Water Heaters
22-22 33 13 | Instantaneous Electric Domestic Water Heaters
22-22 33 13 13 | Flow-Control, Instantaneous Electric Domestic Water Heaters
22-22 33 13 16 | Thermostat-Control, Instantaneous Electric Domestic Water Heaters
22-22 33 30 | Residential, Electric Domestic Water Heaters
22-22 33 30 13 | Residential, Small-Capacity Electric Domestic Water Heaters
22-22 33 30 16 | Residential, Storage Electric Domestic Water Heaters
22-22 33 30 23 | Residential, Collector-to-Tank, Solar-Electric Domestic Water Heaters
22-22 33 30 26 | Residential, Collector-to-Tank, Heat-Exchanger-Coil, Solar-Electric Domestic Water Heaters
22-22 33 33 | Light-Commercial Electric Domestic Water Heaters
22-22 33 36 | Commercial Domestic Water Electric Booster Heaters
22-22 33 36 13 | Commercial Domestic Water Electric Booster Heaters
22-22 33 36 16 | Commercial Storage Electric Domestic Water Heaters
22-22 34 00 | Fuel-Fired Domestic Water Heaters
22-22 34 13 | Instantaneous, Tankless, Gas Domestic Water Heaters
22-22 34 30 | Residential Gas Domestic Water Heaters
22-22 34 30 13 | Residential, Atmospheric, Gas Domestic Water Heaters
22-22 34 30 16 | Residential, Direct-Vent, Gas Domestic Water Heaters
22-22 34 30 19 | Residential, Power-Vent, Gas Domestic Water Heaters
22-22 34 36 | Commercial Gas Domestic Water Heaters
22-22 34 36 13 | Commercial, Atmospheric, Gas Domestic Water Heaters
22-22 34 36 16 | Commercial, Power-Burner, Gas Domestic Water Heaters
22-22 34 36 19 | Commercial, Power-Vent, Gas Domestic Water Heaters
22-22 34 36 23 | Commercial, High-Efficiency, Gas Domestic Water Heaters
22-22 34 36 26 | Commercial, Coil-Type, Finned-Tube, Gas Domestic Water Heaters
22-22 34 36 29 | Commercial, Grid-Type, Finned-Tube, Gas Domestic Water Heaters
22-22 34 46 | Oil-Fired Domestic Water Heaters
22-22 34 46 13 | Large-Capacity, Oil-Fired Domestic Water Heaters
22-22 34 56 | Dual-Fuel-Fired Domestic Water Heaters
22-22 35 00 | Domestic Water Heat Exchangers
22-22 35 13 | Instantaneous Domestic Water Heat Exchangers
22-22 35 13 13 | Heating-Fluid-in-Coil, Instantaneous Domestic Water Heat Exchangers
22-22 35 13 16 | Domestic-Water-in-Coil, Instantaneous Domestic Water Heat Exchangers
22-22 35 13 19 | Heating-Fluid-in-U-Tube-Coil, Instantaneous Domestic Water Heat Exchangers
22-22 35 23 | Circulating, Domestic Water Heat Exchangers
22-22 35 23 13 | Circulating, Compact Domestic Water Heat Exchangers
22-22 35 23 16 | Circulating, Storage Domestic Water Heat Exchangers
22-22 35 29 | Noncirculating, Domestic Water Heat Exchangers
22-22 35 29 13 | Noncirculating, Compact Domestic Water Heat Exchangers
22-22 35 29 16 | Noncirculating, Storage Domestic Water Heat Exchangers
22-22 35 36 | Domestic Water Brazed-Plate Heat Exchangers
22-22 35 39 | Domestic Water Frame-and-Plate Heat Exchangers
22-22 35 43 | Domestic Water Heat Reclaimers
22-22 36 00 | Domestic Water Preheaters
22-22 36 13 | Solar Domestic Water Preheaters
22-22 36 23 | Geothermal Domestic Water Preheaters
22-22 40 00 | Plumbing Fixtures
22-22 41 00 | Residential Plumbing Fixtures
22-22 41 13 | Residential Water Closets, Urinals, and Bidets
22-22 41 13 13 | Residential Water Closets
22-22 41 13 16 | Residential Urinals
22-22 41 13 19 | Residential Bidets
22-22 41 16 | Residential Lavatories and Sinks
22-22 41 16 13 | Residential Lavatories
22-22 41 16 16 | Residential Sinks
22-22 41 19 | Residential Bathtubs
22-22 41 23 | Residential Showers
22-22 41 26 | Residential Disposers
22-22 41 36 | Residential Laundry Trays
22-22 41 39 | Residential Faucets, Supplies, and Trim
22-22 42 00 | Commercial Plumbing Fixtures
22-22 42 13 | Commercial Water Closets, Urinals, and Bidets
22-22 42 13 13 | Commercial Water Closets
22-22 42 13 16 | Commercial Urinals
22-22 42 16 | Commercial Lavatories and Sinks
22-22 42 16 13 | Commercial Lavatories
22-22 42 16 16 | Commercial Sinks
22-22 42 19 | Commercial Bathtubs
22-22 42 23 | Commercial Showers
22-22 42 26 | Commercial Disposers
22-22 42 29 | Shampoo Bowls
22-22 42 33 | Wash Fountains
22-22 42 36 | Commercial Laundry Trays
22-22 42 39 | Commercial Faucets
22-22 42 43 | Flushometers
22-22 43 00 | Healthcare Plumbing Fixtures
22-22 43 13 | Healthcare Water Closets
22-22 43 16 | Healthcare Sinks
22-22 43 19 | Healthcare Bathtubs
22-22 43 23 | Healthcare Showers
22-22 43 39 | Healthcare Faucets
22-22 43 43 | Healthcare Plumbing Fixture Flushometers
22-22 45 00 | Emergency Plumbing Fixtures
22-22 45 13 | Emergency Showers
22-22 45 16 | Eyewash Equipment
22-22 45 19 | Self-Contained Eyewash Equipment
22-22 45 23 | Personal Eyewash Equipment
22-22 45 26 | Eye/Face Wash Equipment
22-22 45 29 | Hand-Held Emergency Drench Hoses
22-22 45 33 | Combination Emergency Fixture Units
22-22 45 36 | Emergency Fixture Water-Tempering Equipment
22-22 46 00 | Security Plumbing Fixtures
22-22 46 13 | Security Water Closets and Urinals
22-22 46 13 13 | Security Water Closets
22-22 46 13 16 | Security Urinals
22-22 46 16 | Security Lavatories and Sinks
22-22 46 16 13 | Security Lavatories
22-22 46 16 16 | Security Sinks
22-22 46 19 | Security Showers
22-22 46 39 | Security Faucets, Supplies, and Trim
22-22 46 43 | Security Plumbing Fixture Flushometers
22-22 46 53 | Security Plumbing Fixture Supports
22-22 47 00 | Drinking Fountains and Water Coolers
22-22 47 13 | Drinking Fountains
22-22 47 16 | Pressure Water Coolers
22-22 47 19 | Water-Station Water Coolers
22-22 47 23 | Remote Water Coolers
22-22 50 00 | Pool and Fountain Plumbing Systems
22-22 51 00 | Swimming Pool Plumbing Systems
22-22 51 13 | Swimming Pool Piping
22-22 51 16 | Swimming Pool Pumps
22-22 51 19 | Swimming Pool Water Treatment Equipment
22-22 51 23 | Swimming Pool Equipment Controls
22-22 52 00 | Fountain Plumbing Systems
22-22 52 13 | Fountain Piping
22-22 52 16 | Fountain Pumps
22-22 52 19 | Fountain Water Treatment Equipment
22-22 52 19 13 | Electronic Fountain Water Conditioning Equipment
22-22 52 23 | Fountain Equipment Controls
22-22 60 00 | Gas and Vacuum Systems for Laboratory and Healthcare Facilities
22-22 61 00 | Compressed-Air Systems for Laboratory and Healthcare Facilities
22-22 61 13 | Compressed-Air Piping for Laboratory and Healthcare Facilities
22-22 61 13 53 | Laboratory Compressed-Air Piping
22-22 61 13 70 | Healthcare Compressed-Air Piping
22-22 61 13 74 | Dental Compressed-Air Piping
22-22 61 19 | Compressed-Air Equipment for Laboratory and Healthcare Facilities
22-22 61 19 53 | Laboratory Compressed-Air Equipment
22-22 61 19 70 | Healthcare Compressed-Air Equipment
22-22 61 19 74 | Dental Compressed-Air Equipment
22-22 62 00 | Vacuum Systems for Laboratory and Healthcare Facilities
22-22 62 13 | Vacuum Piping for Laboratory and Healthcare Facilities
22-22 62 13 53 | Laboratory Vacuum Piping
22-22 62 13 70 | Healthcare, Surgical Vacuum Piping
22-22 62 13 74 | Dental Vacuum Piping
22-22 62 19 | Vacuum Equipment for Laboratory and Healthcare Facilities
22-22 62 19 53 | Laboratory Vacuum Equipment
22-22 62 19 70 | Healthcare Vacuum Equipment
22-22 62 19 74 | Dental Vacuum and Evacuation Equipment
22-22 62 23 | Waste Anesthesia-Gas Piping
22-22 63 00 | Gas Systems for Laboratory and Healthcare Facilities
22-22 63 13 | Gas Piping for Laboratory and Healthcare Facilities
22-22 63 13 53 | Laboratory Gas Piping
22-22 63 13 70 | Healthcare Gas Piping
22-22 63 19 | Gas Storage Tanks for Laboratory and Healthcare Facilities
22-22 63 19 53 | Laboratory Gas Storage Tanks
22-22 63 19 70 | Healthcare Gas Storage Tanks
22-22 66 00 | Chemical-Waste Systems for Laboratory and Healthcare Facilities
22-22 66 53 | Laboratory Chemical-Waste and Vent Piping
22-22 66 70 | Healthcare Chemical-Waste and Vent Piping
22-22 66 83 | Chemical-Waste Tanks
22-22 66 83 13 | Chemical-Waste Dilution Tanks
22-22 66 83 16 | Chemical-Waste Neutralization Tanks
22-22 67 00 | Processed Water Systems for Laboratory and Healthcare Facilities
22-22 67 13 | Processed Water Piping for Laboratory and Healthcare Facilities
22-22 67 13 13 | Distilled-Water Piping
22-22 67 13 16 | Reverse-Osmosis Water Piping
22-22 67 13 19 | Deionized-Water Piping
22-22 67 19 | Processed Water Equipment for Laboratory and Healthcare Facilities
22-22 67 19 13 | Distilled-Water Equipment
22-22 67 19 16 | Reverse-Osmosis Water Equipment
22-22 67 19 19 | Deionized-Water Equipment
22-23 00 00 | Heating, Ventilating, and Air Conditioning (HVAC)
22-23 01 00 | Operation and Maintenance of HVAC Systems
22-23 01 10 | Operation and Maintenance of Facility Fuel Systems
22-23 01 20 | Operation and Maintenance of HVAC Piping and Pumps
22-23 01 30 | Operation and Maintenance of HVAC Air Distribution
22-23 01 30 51 | HVAC Air-Distribution System Cleaning
22-23 01 50 | Operation and Maintenance of Central Heating Equipment
22-23 01 60 | Operation and Maintenance of Central Cooling Equipment
22-23 01 60 71 | Refrigerant Recovery/Recycling
22-23 01 70 | Operation and Maintenance of Central HVAC Equipment
22-23 01 80 | Operation and Maintenance of Decentralized HVAC Equipment
22-23 01 90 | Diagnostic Systems for HVAC
22-23 05 00 | Common Work Results for HVAC
22-23 05 05 | Selective Demolition for Heating, Ventilating, and Air Conditioning (HVAC)
22-23 05 13 | Common Motor Requirements for HVAC Equipment
22-23 05 16 | Expansion Fittings and Loops for HVAC Piping
22-23 05 17 | Sleeves and Sleeve Seals for HVAC Piping
22-23 05 19 | Meters and Gauges for HVAC Piping
22-23 05 23 | General-Duty Valves for HVAC Piping
22-23 05 29 | Hangers and Supports for HVAC Piping and Equipment
22-23 05 33 | Heat Tracing for HVAC Piping
22-23 05 48 | Vibration and Seismic Controls for HVAC
22-23 05 48 13 | Vibration Controls for HVAC
22-23 05 53 | Identification for HVAC Piping and Equipment
22-23 05 63 | Anti-Microbial Coatings for HVAC Ducts and Equipment
22-23 05 66 | Anti-Microbial Ultraviolet Emitters for HVAC Ducts and Equipment
22-23 05 93 | Testing, Adjusting, and Balancing for HVAC
22-23 06 00 | Schedules for HVAC
22-23 06 10 | Schedules for Facility Fuel Service Systems
22-23 06 20 | Schedules for HVAC Piping and Pumps
22-23 06 20 13 | Hydronic Pump Schedule
22-23 06 30 | Schedules for HVAC Air Distribution
22-23 06 30 13 | HVAC Fan Schedule
22-23 06 30 16 | Air Terminal Unit Schedule
22-23 06 30 19 | Air Outlet and Inlet Schedule
22-23 06 30 23 | HVAC Air Cleaning Device Schedule
22-23 06 50 | Schedules for Central Heating Equipment
22-23 06 50 13 | Heating Boiler Schedule
22-23 06 60 | Schedules for Central Cooling Equipment
22-23 06 60 13 | Refrigerant Condenser Schedule
22-23 06 60 16 | Packaged Water Chiller Schedule
22-23 06 70 | Schedules for Central HVAC Equipment
22-23 06 70 13 | Indoor, Central-Station Air-Handling Unit Schedule
22-23 06 70 16 | Packaged Outdoor HVAC Equipment Schedule
22-23 06 80 | Schedules for Decentralized HVAC Equipment
22-23 06 80 13 | Decentralized Unitary HVAC Equipment Schedule
22-23 06 80 16 | Convection Heating and Cooling Unit Schedule
22-23 06 80 19 | Radiant Heating and Cooling Unit Schedule
22-23 07 00 | HVAC Insulation
22-23 07 13 | Duct Insulation
22-23 07 16 | HVAC Equipment Insulation
22-23 07 19 | HVAC Piping Insulation
22-23 08 00 | Commissioning of HVAC
22-23 09 00 | Instrumentation and Control for HVAC
22-23 09 13 | Instrumentation and Control Devices for HVAC
22-23 09 13 13 | Actuators and Operators
22-23 09 13 23 | Sensors and Transmitters
22-23 09 13 33 | Control Valves
22-23 09 13 43 | Control Dampers
22-23 09 23 | Direct-Digital Control System for HVAC
22-23 09 23 11 | Control Valves
22-23 09 23 12 | Control Dampers
22-23 09 23 13 | Energy Meters
22-23 09 23 14 | Flow Instruments
22-23 09 23 16 | Gas Instruments
22-23 09 23 17 | Level Instruments
22-23 09 23 18 | Leak Detection Instruments
22-23 09 23 19 | Moisture Instruments
22-23 09 23 21 | Motion Instruments
22-23 09 23 22 | Position Instruments
22-23 09 23 23 | Pressure Instruments
22-23 09 23 24 | Speed Instruments
22-23 09 23 27 | Temperature Instruments
22-23 09 23 33 | Vibration Instruments
22-23 09 23 43 | Weather Stations
22-23 09 33 | Electric and Electronic Control System for HVAC
22-23 09 43 | Pneumatic Control System for HVAC
22-23 09 53 | Pneumatic and Electric Control System for HVAC
22-23 09 93 | Sequence of Operations for HVAC Controls
22-23 09 93 11 | Sequence of Operation for HVAC DDC
22-23 10 00 | Facility Fuel Systems
22-23 11 00 | Facility Fuel Piping
22-23 11 13 | Facility Fuel-Oil Piping
22-23 11 16 | Facility Gasoline Piping
22-23 11 23 | Facility Natural-Gas Piping
22-23 11 26 | Facility Liquefied-Petroleum Gas Piping
22-23 12 00 | Facility Fuel Pumps
22-23 12 13 | Facility Fuel-Oil Pumps
22-23 12 16 | Facility Gasoline Dispensing Pumps
22-23 12 26 | Facility Liquefied-Petroleum Gas Pumps
22-23 13 00 | Facility Fuel-Storage Tanks
22-23 13 13 | Facility Underground Fuel-Oil, Storage Tanks
22-23 13 13 13 | Double-Wall Steel, Underground Fuel-Oil, Storage Tanks
22-23 13 13 16 | Composite, Steel, Underground Fuel-Oil, Storage Tanks
22-23 13 13 19 | Jacketed, Steel, Underground Fuel-Oil, Storage Tanks
22-23 13 13 23 | Glass-Fiber-Reinforced-Plastic, Underground Fuel-Oil, Storage Tanks
22-23 13 13 33 | Fuel-Oil Storage Tank Pumps
22-23 13 23 | Facility Aboveground Fuel-Oil, Storage Tanks
22-23 13 23 13 | Vertical, Steel, Aboveground Fuel-Oil, Storage Tanks
22-23 13 23 16 | Horizontal, Steel, Aboveground Fuel-Oil, Storage Tanks
22-23 13 23 19 | Containment-Dike, Steel, Aboveground Fuel-Oil, Storage Tanks
22-23 13 23 23 | Insulated, Steel, Aboveground Fuel-Oil, Storage Tanks
22-23 13 23 26 | Concrete-Vaulted, Steel, Aboveground Fuel-Oil, Storage Tanks
22-23 13 26 | Facility Aboveground Liquefied-Petroleum Gas Storage Tanks
22-23 20 00 | HVAC Piping and Pumps
22-23 21 00 | Hydronic Piping and Pumps
22-23 21 13 | Hydronic Piping
22-23 21 13 13 | Underground Hydronic Piping
22-23 21 13 23 | Aboveground Hydronic Piping
22-23 21 13 33 | Ground-Loop Heat-Pump Piping
22-23 21 16 | Hydronic Piping Specialties
22-23 21 23 | Hydronic Pumps
22-23 21 23 13 | In-Line Centrifugal Hydronic Pumps
22-23 21 23 16 | Base-Mounted, Centrifugal Hydronic Pumps
22-23 21 23 19 | Vertical-Mounted, Double-Suction Centrifugal Hydronic Pumps
22-23 21 23 23 | Vertical-Turbine Hydronic Pumps
22-23 21 29 | Automatic Condensate Pump Units
22-23 22 00 | Steam and Condensate Piping and Pumps
22-23 22 13 | Steam and Condensate Piping
22-23 22 13 13 | Underground Steam and Condensate Piping
22-23 22 13 23 | Aboveground Steam and Condensate Piping
22-23 22 16 | Steam and Condensate Piping Specialties
22-23 22 23 | Steam Condensate Pumps
22-23 22 23 13 | Electric-Driven Steam Condensate Pumps
22-23 22 23 23 | Pressure-Powered Steam Condensate Pumps
22-23 23 00 | Refrigerant Piping
22-23 23 13 | Refrigerant Piping Valves
22-23 23 16 | Refrigerant Piping Specialties
22-23 23 19 | Refrigerant Safety Relief Valve Discharge Piping
22-23 23 23 | Refrigerants
22-23 24 00 | Internal-Combustion Engine Piping
22-23 24 13 | Internal-Combustion Engine Remote-Radiator Coolant Piping
22-23 24 16 | Internal-Combustion Engine Exhaust Piping
22-23 25 00 | HVAC Water Treatment
22-23 25 13 | Water Treatment for Closed-Loop Hydronic Systems
22-23 25 16 | Water Treatment for Open Hydronic Systems
22-23 25 19 | Water Treatment for Steam System Feedwater
22-23 25 23 | Water Treatment for Humidification Steam System Feedwater
22-23 25 26 | Electronic Water Conditioning for HVAC Systems
22-23 25 33 | HVAC Makeup-Water Filtration Equipment
22-23 30 00 | HVAC Air Distribution
22-23 31 00 | HVAC Ducts and Casings
22-23 31 13 | Metal Ducts
22-23 31 13 13 | Rectangular Metal Ducts
22-23 31 13 16 | Round and Flat-Oval Spiral Ducts
22-23 31 13 19 | Metal Duct Fittings
22-23 31 16 | Nonmetal Ducts
22-23 31 16 13 | Fibrous-Glass Ducts
22-23 31 16 16 | Thermoset Fiberglass-Reinforced Plastic Ducts
22-23 31 16 19 | PVC Ducts
22-23 31 16 26 | Concrete Ducts
22-23 31 19 | HVAC Casings
22-23 32 00 | Air Plenums and Chases
22-23 32 13 | Fabricated, Metal Air Plenums
22-23 32 33 | Air-Distribution Ceiling Plenums
22-23 32 36 | Air-Distribution Floor Plenums
22-23 32 39 | Air-Distribution Wall Plenums
22-23 32 43 | Air-Distribution Chases Formed by General Construction
22-23 32 48 | Acoustical Air Plenums
22-23 33 00 | Air Duct Accessories
22-23 33 13 | Dampers
22-23 33 13 13 | Volume-Control Dampers
22-23 33 13 16 | Fire Dampers
22-23 33 13 19 | Smoke-Control Dampers
22-23 33 13 23 | Backdraft Dampers
22-23 33 19 | Duct Silencers
22-23 33 23 | Turning Vanes
22-23 33 33 | Duct-Mounting Access Doors
22-23 33 38 | Duct Security Bars
22-23 33 43 | Flexible Connectors
22-23 33 46 | Flexible Ducts
22-23 33 53 | Duct Liners
22-23 34 00 | HVAC Fans
22-23 34 13 | Axial HVAC Fans
22-23 34 16 | Centrifugal HVAC Fans
22-23 34 23 | HVAC Power Ventilators
22-23 34 33 | Air Curtains
22-23 34 39 | High-Volume, Low-Speed Propeller Fans
22-23 35 00 | Special Exhaust Systems
22-23 35 13 | Dust Collection Systems
22-23 35 13 13 | Sawdust Collection Systems
22-23 35 16 | Engine Exhaust Systems
22-23 35 16 13 | Positive-Pressure Engine Exhaust Systems
22-23 35 16 16 | Mechanical Engine Exhaust Systems
22-23 35 33 | Listed Kitchen Ventilation Exhaust System
22-23 36 00 | Air Terminal Units
22-23 36 13 | Constant-Air-Volume Units
22-23 36 16 | Variable-Air-Volume Units
22-23 37 00 | Air Outlets and Inlets
22-23 37 13 | Diffusers, Registers, and Grilles
22-23 37 13 43 | Security Registers and Grilles
22-23 37 16 | Fabric Air Distribution Devices
22-23 37 23 | HVAC Gravity Ventilators
22-23 37 23 13 | HVAC Gravity Dome Ventilators
22-23 37 23 16 | HVAC Gravity Louvered-Penthouse Ventilators
22-23 37 23 19 | HVAC Gravity Upblast Ventilators
22-23 38 00 | Ventilation Hoods
22-23 38 13 | Commercial-Kitchen Hoods
22-23 38 13 13 | Listed Commercial-Kitchen Hoods
22-23 38 13 16 | Standard Commercial-Kitchen Hoods
22-23 38 16 | Fume Hoods
22-23 40 00 | HVAC Air Cleaning Devices
22-23 41 00 | Particulate Air Filtration
22-23 41 13 | Panel Air Filters
22-23 41 16 | Renewable-Media Air Filters
22-23 41 19 | Washable Air Filters
22-23 41 23 | Extended Surface Filters
22-23 41 33 | High-Efficiency Particulate Filtration
22-23 41 43 | Ultra-Low Penetration Filtration
22-23 41 46 | Super Ultra-Low Penetration Filtration
22-23 42 00 | Gas-Phase Air Filtration
22-23 42 13 | Activated-Carbon Air Filtration
22-23 42 16 | Chemically-Impregnated Adsorption Air Filtration
22-23 42 19 | Catalytic-Adsorption Air Filtration
22-23 43 00 | Electronic Air Cleaners
22-23 43 13 | Washable Electronic Air Cleaners
22-23 43 16 | Agglomerator Electronic Air Cleaners
22-23 43 23 | Self-Contained Electronic Air Cleaners
22-23 50 00 | Central Heating Equipment
22-23 51 00 | Breechings, Chimneys, and Stacks
22-23 51 13 | Draft Control Devices
22-23 51 13 11 | Draft Control Fans
22-23 51 13 13 | Draft-Induction Fans
22-23 51 13 16 | Vent Dampers
22-23 51 13 19 | Barometric Dampers
22-23 51 16 | Fabricated Breechings and Accessories
22-23 51 19 | Fabricated Stacks
22-23 51 23 | Gas Vents
22-23 51 33 | Insulated Sectional Chimneys
22-23 51 43 | Flue-Gas Filtration Equipment
22-23 51 43 13 | Gaseous Filtration
22-23 51 43 16 | Particulate Filtration
22-23 52 00 | Heating Boilers
22-23 52 13 | Electric Boilers
22-23 52 16 | Condensing Boilers
22-23 52 16 13 | Stainless-Steel Condensing Boilers
22-23 52 16 16 | Aluminum Condensing Boilers
22-23 52 17 | Low Mass Boilers
22-23 52 19 | Pulse Combustion Boilers
22-23 52 23 | Cast-Iron Boilers
22-23 52 33 | Water-Tube Boilers
22-23 52 33 13 | Finned Water-Tube Boilers
22-23 52 33 14 | Flexible Water-Tube Boilers
22-23 52 33 16 | Steel Water-Tube Boilers
22-23 52 33 19 | Copper Water-Tube Boilers
22-23 52 39 | Fire-Tube Boilers
22-23 52 39 13 | Scotch Marine Boilers
22-23 52 39 16 | Steel Fire-Tube Boilers
22-23 52 83 | Boiler Blowdown Systems
22-23 53 00 | Heating Boiler Feedwater Equipment
22-23 53 13 | Boiler Feedwater Pumps
22-23 53 16 | Deaerators
22-23 54 00 | Furnaces
22-23 54 13 | Electric-Resistance Furnaces
22-23 54 16 | Fuel-Fired Furnaces
22-23 54 16 13 | Gas-Fired Furnaces
22-23 54 16 16 | Oil-Fired Furnaces
22-23 55 00 | Fuel-Fired Heaters
22-23 55 13 | Fuel-Fired Duct Heaters
22-23 55 13 13 | Oil-Fired Duct Heaters
22-23 55 13 16 | Gas-Fired Duct Heaters
22-23 55 23 | Gas-Fired Radiant Heaters
22-23 55 23 13 | Low-Intensity Gas-Fired Radiant Heaters
22-23 55 23 16 | High-Intensity Gas-Fired Radiant Heaters
22-23 55 33 | Fuel-Fired Unit Heaters
22-23 55 33 13 | Oil-Fired Unit Heaters
22-23 55 33 16 | Gas-Fired Unit Heaters
22-23 56 00 | Solar Energy Heating Equipment
22-23 56 13 | Heating Solar Collectors
22-23 56 13 13 | Heating Solar Flat-Plate Collectors
22-23 56 13 16 | Heating Solar Concentrating Collectors
22-23 56 13 19 | Heating Solar Vacuum-Tube Collectors
22-23 56 16 | Packaged Solar Heating Equipment
22-23 56 23 | Solar Air-Heating Panels
22-23 57 00 | Heat Exchangers for HVAC
22-23 57 13 | Steam-to-Steam Heat Exchangers
22-23 57 16 | Steam-to-Water Heat Exchangers
22-23 57 19 | Liquid-to-Liquid Heat Exchangers
22-23 57 19 13 | Plate-Type, Liquid-to-Liquid Heat Exchangers
22-23 57 19 16 | Shell-Type, Liquid-to-Liquid Heat Exchangers
22-23 57 33 | Direct Geoexchange Heat Exchangers
22-23 60 00 | Central Cooling Equipment
22-23 61 00 | Refrigerant Compressors
22-23 61 13 | Centrifugal Refrigerant Compressors
22-23 61 13 13 | Non-Condensable Gas Purge Equipment
22-23 61 16 | Reciprocating Refrigerant Compressors
22-23 61 19 | Scroll Refrigerant Compressors
22-23 61 23 | Rotary-Screw Refrigerant Compressors
22-23 62 00 | Packaged Compressor and Condenser Units
22-23 62 13 | Packaged Air-Cooled Refrigerant Compressor and Condenser Units
22-23 62 23 | Packaged Water-Cooled Refrigerant Compressor and Condenser Units
22-23 62 46 | Packaged Variable-Refrigerant-Flow Air-Conditioning Systems
22-23 63 00 | Refrigerant Condensers
22-23 63 13 | Air-Cooled Refrigerant Condensers
22-23 63 23 | Water-Cooled Refrigerant Condensers
22-23 63 33 | Evaporative Refrigerant Condensers
22-23 64 00 | Packaged Water Chillers
22-23 64 13 | Absorption Water Chillers
22-23 64 13 13 | Direct-Fired Absorption Water Chillers
22-23 64 13 16 | Indirect-Fired Absorption Water Chillers
22-23 64 16 | Centrifugal Water Chillers
22-23 64 16 13 | Air-Cooled Centrifugal Water Chillers
22-23 64 16 16 | Water-Cooled Centrifugal Water Chillers
22-23 64 19 | Reciprocating Water Chillers
22-23 64 23 | Scroll Water Chillers
22-23 64 23 13 | Air-Cooled Scroll Water Chillers
22-23 64 23 16 | Water-Cooled Scroll Water Chillers
22-23 64 26 | Rotary-Screw Water Chillers
22-23 64 26 13 | Air-Cooled, Rotary-Screw Water Chillers
22-23 64 26 16 | Water-Cooled, Rotary-Screw Water Chillers
22-23 64 33 | Modular Water Chillers
22-23 64 33 13 | Air-Cooled, Modular Water Chillers
22-23 64 33 16 | Water-Cooled, Modular Water Chillers
22-23 65 00 | Cooling Towers
22-23 65 13 | Forced-Draft Cooling Towers
22-23 65 13 13 | Open-Circuit, Forced-Draft Cooling Towers
22-23 65 13 16 | Closed-Circuit, Forced-Draft Cooling Towers
22-23 65 14 | Induced-Draft Cooling Towers
22-23 65 14 13 | Open-Circuit, Induced-Draft Counterflow Cooling Towers
22-23 65 14 14 | Open-Circuit, Induced-Draft Crossflow Cooling Towers
22-23 65 14 16 | Closed-Circuit, Induced-Draft Counterflow Cooling Towers
22-23 65 14 17 | Closed-Circuit, Induced-Draft Combined-Flow Cooling Towers
22-23 65 16 | Natural-Draft Cooling Towers
22-23 65 23 | Field-Erected Cooling Towers
22-23 65 33 | Liquid Coolers
22-23 70 00 | Central HVAC Equipment
22-23 71 00 | Thermal Storage
22-23 71 13 | Thermal Heat Storage
22-23 71 13 13 | Room Storage Heaters for Thermal Storage
22-23 71 13 16 | Heat-Pump Boosters for Thermal Storage
22-23 71 13 19 | Central Furnace Heat-Storage Units
22-23 71 13 23 | Pressurized-Water Thermal Storage Tanks
22-23 71 16 | Chilled-Water Thermal Storage
22-23 71 19 | Ice Storage
22-23 71 19 13 | Internal Ice-on-Coil Thermal Storage
22-23 71 19 16 | External Ice-on-Coil Thermal Storage
22-23 71 19 19 | Encapsulated-Ice Thermal Storage
22-23 71 19 23 | Ice-Harvesting Thermal Storage
22-23 71 19 26 | Ice-Slurry Thermal Storage
22-23 72 00 | Air-to-Air Energy Recovery Equipment
22-23 72 13 | Heat-Wheel Air-to-Air Energy-Recovery Equipment
22-23 72 16 | Heat-Pipe Air-to-Air Energy-Recovery Equipment
22-23 72 19 | Fixed-Plate Air-to-Air Energy-Recovery Equipment
22-23 72 23 | Packaged Air-to-Air Energy-Recovery Units
22-23 73 00 | Indoor Central-Station Air-Handling Units
22-23 73 13 | Modular Indoor Central-Station Air-Handling Units
22-23 73 23 | Custom Indoor Central-Station Air-Handling Units
22-23 73 33 | Indoor Indirect Fuel-Fired Heating and Ventilating Units
22-23 73 33 13 | Indoor Indirect Oil-Fired Heating and Ventilating Units
22-23 73 33 16 | Indoor Indirect Gas-Fired Heating and Ventilating Units
22-23 73 39 | Indoor, Direct Gas-Fired Heating and Ventilating Units
22-23 74 00 | Packaged Outdoor HVAC Equipment
22-23 74 13 | Packaged, Outdoor, Central-Station Air-Handling Units
22-23 74 16 | Packaged Rooftop Air-Conditioning Units
22-23 74 16 11 | Packaged, Small-Capacity, Rooftop Air-Conditioning Units
22-23 74 16 12 | Packaged, Intermediate-Capacity, Rooftop Air-Conditioning Units
22-23 74 16 13 | Packaged, Large-Capacity, Rooftop Air-Conditioning Units
22-23 74 23 | Packaged, Outdoor, Heating-Only Makeup-Air Units
22-23 74 23 13 | Packaged, Direct-Fired, Outdoor, Heating-Only Makeup-Air Units
22-23 74 23 16 | Packaged, Indirect-Fired, Outdoor, Heating-Only Makeup-Air Units
22-23 74 33 | Dedicated Outdoor-Air Units
22-23 75 00 | Custom-Packaged Outdoor HVAC Equipment
22-23 75 13 | Custom-Packaged, Outdoor, Central-Station Air-Handling Units
22-23 75 16 | Custom-Packaged, Rooftop Air-Conditioning Units
22-23 75 23 | Custom-Packaged, Outdoor, Heating and Ventilating Makeup-Air Units
22-23 75 33 | Custom-Packaged, Outdoor, Heating and Cooling Makeup Air-Conditioners
22-23 76 00 | Evaporative Air-Cooling Equipment
22-23 76 13 | Direct Evaporative Air Coolers
22-23 76 16 | Indirect Evaporative Air Coolers
22-23 76 19 | Combined Direct and Indirect Evaporative Air Coolers
22-23 80 00 | Decentralized HVAC Equipment
22-23 81 00 | Decentralized Unitary HVAC Equipment
22-23 81 13 | Packaged Terminal Air-Conditioners
22-23 81 13 11 | Packaged Terminal Air-Conditioners, Through-Wall Units
22-23 81 13 12 | Packaged Terminal Air-Conditioners, Freestanding Units
22-23 81 13 13 | Packaged Terminal Air-Conditioners, Outdoor, Wall-Mounted Units
22-23 81 16 | Room Air-Conditioners
22-23 81 19 | Self-Contained Air-Conditioners
22-23 81 19 13 | Small-Capacity Self-Contained Air-Conditioners
22-23 81 19 16 | Large-Capacity Self-Contained Air-Conditioners
22-23 81 23 | Computer-Room Air-Conditioners
22-23 81 23 11 | Small-Capacity, Computer-Room Air-Conditioners, Floor Mounted Units
22-23 81 23 12 | Large-Capacity, Computer-Room Air-Conditioners, Floor-Mounted Units
22-23 81 23 13 | Computer-Room Air-Conditioners, Ceiling Mounted Units
22-23 81 23 14 | Computer-Room Air-Conditioners, Console Units
22-23 81 23 16 | Computer-Room Air-Conditioners, Rack Mounted, Space-Cooling Units
22-23 81 23 18 | Computer-Room, Rack-Cooling Equipment
22-23 81 26 | Split-System Air-Conditioners
22-23 81 26 13 | Small-Capacity Split-System Air-Conditioners
22-23 81 26 16 | Large-Capacity Split-System Air-Conditioners
22-23 81 29 | Variable Refrigerant Flow HVAC Systems
22-23 81 43 | Air-Source Unitary Heat Pumps
22-23 81 46 | Water-Source Unitary Heat Pumps
22-23 81 49 | Ground-Source Unitary Heat Pumps
22-23 82 00 | Convection Heating and Cooling Units
22-23 82 13 | Valance Heating and Cooling Units
22-23 82 14 | Chilled Beams
22-23 82 16 | Air Coils
22-23 82 16 11 | Hydronic Air Coils
22-23 82 16 12 | Steam Air Coils
22-23 82 16 13 | Refrigerant Air Coils
22-23 82 16 14 | Electric-Resistance Air Coils
22-23 82 19 | Fan Coil Units
22-23 82 23 | Unit Ventilators
22-23 82 26 | Induction Units
22-23 82 29 | Radiators
22-23 82 33 | Convectors
22-23 82 36 | Finned-Tube Radiation Heaters
22-23 82 39 | Unit Heaters
22-23 82 39 13 | Cabinet Unit Heaters
22-23 82 39 16 | Propeller Unit Heaters
22-23 82 39 19 | Wall and Ceiling Unit Heaters
22-23 82 41 | Water-to-Water Heat Pumps
22-23 83 00 | Radiant Heating and Cooling Units
22-23 83 13 | Radiant-Heating Electric Cables
22-23 83 13 16 | Radiant-Heating Electric Mats
22-23 83 16 | Radiant Heating and Cooling Hydronic Piping
22-23 83 23 | Radiant-Heating Electric Panels
22-23 83 26 | Radiant Heating and Cooling Hydronic Panels
22-23 83 33 | Electric Radiant Heaters
22-23 84 00 | Humidity Control Equipment
22-23 84 13 | Humidifiers
22-23 84 13 13 | Heated-Pan Humidifiers
22-23 84 13 16 | Wetted-Element Humidifiers
22-23 84 13 19 | Atomizing Humidifiers
22-23 84 13 23 | Direct-Steam-Injection Humidifiers
22-23 84 13 26 | Jacketed, Steam Humidifiers
22-23 84 13 29 | Self-Contained Steam Humidifiers
22-23 84 13 33 | Portable Humidifiers
22-23 84 16 | Mechanical Dehumidification Units
22-23 84 16 13 | Outdoor, Mechanical Dehumidification Units
22-23 84 16 16 | Indoor, Mechanical Dehumidification Units
22-23 84 16 33 | Portable Dehumidifiers
22-23 84 19 | Desiccant Dehumidification Units
22-25 00 00 | Integrated Automation
22-25 01 00 | Operation and Maintenance of Integrated Automation
22-25 01 10 | Operation and Maintenance of Integrated Automation Network Equipment
22-25 01 20 | Operation and Maintenance of Integrated Equipment
22-25 01 30 | Operation and Maintenance of Integrated Automation Instrumentation and Terminal Devices
22-25 01 90 | Diagnostic Systems for Integrated Automation
22-25 05 00 | Common Work Results for Integrated Automation
22-25 05 05 | Selective Demolition for Integrated Automation
22-25 05 12 | Cyber Security Requirements for Integrated Automation
22-25 05 13 | Conductors and Cables for Integrated Automation
22-25 05 26 | Grounding and Bonding for Integrated Automation
22-25 05 28 | Pathways for Integrated Automation
22-25 05 28 29 | Hangers and Supports for Integrated Automation
22-25 05 28 33 | Conduits and Backboxes for Integrated Automation
22-25 05 28 36 | Cable Trays for Integrated Automation
22-25 05 28 39 | Surface Raceways for Integrated Automation
22-25 05 48 | Vibration and Seismic Controls for Integrated Automation
22-25 05 53 | Identification for Integrated Automation
22-25 06 00 | Schedules for Integrated Automation
22-25 06 11 | Schedules for Integrated Automation Network
22-25 06 12 | Schedules for Integrated Automation Network Gateways
22-25 06 13 | Schedules for Integrated Automation Control and Monitoring Network
22-25 06 14 | Schedules for Integrated Automation Local Control Units
22-25 06 30 | Schedules for Integrated Automation Instrumentation and Terminal Devices
22-25 08 00 | Commissioning of Integrated Automation
22-25 10 00 | Integrated Automation Network Equipment
22-25 11 00 | Integrated Automation Network Devices
22-25 11 13 | Integrated Automation Network Servers
22-25 11 16 | Integrated Automation Network Routers, Bridges, Switches, Hubs, and Modems
22-25 11 19 | Integrated Automation Network Operator Workstations
22-25 12 00 | Integrated Automation Network Gateways
22-25 12 13 | Hardwired Integration Network Gateways
22-25 12 16 | Direct-Protocol Integration Network Gateways
22-25 12 19 | Neutral-Protocol Integration Network Gateways
22-25 12 23 | Client-Server Information/Database Integration Network Gateways
22-25 13 00 | Integrated Automation Control and Monitoring Network
22-25 13 13 | Integrated Automation Control and Monitoring Network Supervisory Control
22-25 13 16 | Integrated Automation Control and Monitoring Network Integration Panels
22-25 13 19 | Integrated Automation Control and Monitoring Network Interoperability
22-25 14 00 | Integrated Automation Local Control Units
22-25 14 13 | Integrated Automation Remote Control Panels
22-25 14 16 | Integrated Automation Application-Specific Control Panels
22-25 14 19 | Integrated Automation Terminal Control Units
22-25 14 23 | Integrated Automation Field Equipment Panels
22-25 15 00 | Integrated Automation Software
22-25 15 13 | Integrated Automation Software for Network Gateways
22-25 15 16 | Integrated Automation Software for Control and Monitoring Networks
22-25 15 19 | Integrated Automation Software for Local Control Units
22-25 30 00 | Integrated Automation Instrumentation and Terminal Devices
22-25 31 00 | Integrated Automation Instrumentation and Terminal Devices for Facility Equipment
22-25 32 00 | Integrated Automation Instrumentation and Terminal Devices for Conveying Equipment
22-25 33 00 | Integrated Automation Instrumentation and Terminal Devices for Fire-Suppression Systems
22-25 34 00 | Integrated Automation Instrumentation and Terminal Devices for Plumbing
22-25 35 00 | Integrated Automation Instrumentation and Terminal Devices for HVAC
22-25 35 13 | Integrated Automation Actuators and Operators
22-25 35 16 | Integrated Automation Sensors and Transmitters
22-25 35 19 | Integrated Automation Control Valves
22-25 35 23 | Integrated Automation Control Dampers
22-25 35 26 | Integrated Automation Compressed Air Supply
22-25 36 00 | Integrated Automation Instrumentation and Terminal Devices for Electrical Systems
22-25 36 13 | Integrated Automation Power Meters
22-25 36 16 | Integrated Automation KW Transducers
22-25 36 19 | Integrated Automation Current Sensors
22-25 36 23 | Integrated Automation Battery Monitors
22-25 36 26 | Integrated Automation Lighting Relays
22-25 36 29 | Integrated Automation UPS Monitors
22-25 37 00 | Integrated Automation Instrumentation and Terminal Devices for Communications Systems
22-25 38 00 | Integrated Automation Instrumentation and Terminal Devices for Electronic Safety and Security Systems
22-25 50 00 | Integrated Automation Facility Controls
22-25 51 00 | Integrated Automation Control of Facility Equipment
22-25 52 00 | Integrated Automation Control of Conveying Equipment
22-25 53 00 | Integrated Automation Control of Fire-Suppression Systems
22-25 54 00 | Integrated Automation Control of Plumbing
22-25 55 00 | Integrated Automation Control of HVAC
22-25 56 00 | Integrated Automation Control of Electrical Systems
22-25 57 00 | Integrated Automation Control of Communications Systems
22-25 58 00 | Integrated Automation Control of Electronic Safety and Security Systems
22-25 90 00 | Integrated Automation Control Sequences
22-25 91 00 | Integrated Automation Control Sequences for Facility Equipment
22-25 92 00 | Integrated Automation Control Sequences for Conveying Equipment
22-25 93 00 | Integrated Automation Control Sequences for Fire-Suppression Systems
22-25 94 00 | Integrated Automation Control Sequences for Plumbing
22-25 95 00 | Integrated Automation Control Sequences for HVAC
22-25 96 00 | Integrated Automation Control Sequences for Electrical Systems
22-25 97 00 | Integrated Automation Control Sequences for Communications Systems
22-25 98 00 | Integrated Automation Control Sequences for Electronic Safety and Security Systems
22-26 00 00 | Electrical
22-26 01 00 | Operation and Maintenance of Electrical Systems
22-26 01 10 | Operation and Maintenance of Medium-Voltage Electrical Distribution
22-26 01 20 | Operation and Maintenance of Low-Voltage Electrical Distribution
22-26 01 26 | Maintenance Testing of Electrical Systems
22-26 01 30 | Operation and Maintenance of Facility Electrical Power Generating and Storing Equipment
22-26 01 40 | Operation and Maintenance of Electrical Protection Systems
22-26 01 50 | Operation and Maintenance of Lighting
22-26 01 50 51 | Luminaire Relamping
22-26 01 50 81 | Luminaire Replacement
22-26 05 00 | Common Work Results for Electrical
22-26 05 05 | Selective Demolition for Electrical
22-26 05 13 | Medium-Voltage Cables
22-26 05 13 13 | Medium-Voltage Open Conductors
22-26 05 13 16 | Medium-Voltage, Single- and Multi-Conductor Cables
22-26 05 19 | Low-Voltage Electrical Power Conductors and Cables
22-26 05 19 13 | Undercarpet Electrical Power Cables
22-26 05 19 23 | Manufactured Wiring Assemblies
22-26 05 23 | Control-Voltage Electrical Power Cables
22-26 05 26 | Grounding and Bonding for Electrical Systems
22-26 05 29 | Hangers and Supports for Electrical Systems
22-26 05 33 | Raceway and Boxes for Electrical Systems
22-26 05 33 13 | Conduit for Electrical Systems
22-26 05 33 16 | Boxes for Electrical Systems
22-26 05 33 23 | Surface Raceways for Electrical Systems
22-26 05 36 | Cable Trays for Electrical Systems
22-26 05 39 | Underfloor Raceways for Electrical Systems
22-26 05 43 | Underground Ducts and Raceways for Electrical Systems
22-26 05 44 | Sleeves and Sleeve Seals for Electrical Raceways and Cabling
22-26 05 46 | Poles for Electrical Systems
22-26 05 48 | Vibration and Seismic Controls for Electrical Systems
22-26 05 48 16 | Seismic Controls for Electrical Systems
22-26 05 53 | Identification for Electrical Systems
22-26 05 73 | Power System Studies
22-26 05 73 13 | Short-Circuit Studies
22-26 05 73 16 | Coordination Studies
22-26 05 73 19 | Arc-Flash Hazard Analysis
22-26 05 73 23 | Load Flow Studies
22-26 05 73 26 | Stability Studies
22-26 05 73 29 | Harmonic-Analysis Studies
22-26 05 76 | Photometric Studies
22-26 05 83 | Wiring Connections
22-26 06 00 | Schedules for Electrical
22-26 06 10 | Schedules for Medium-Voltage Electrical Distribution
22-26 06 20 | Schedules for Low-Voltage Electrical Distribution
22-26 06 20 13 | Electrical Switchboard Schedule
22-26 06 20 16 | Electrical Panelboard Schedule
22-26 06 20 19 | Electrical Motor-Control Center Schedule
22-26 06 20 23 | Electrical Circuit Schedule
22-26 06 20 26 | Wiring Device Schedule
22-26 06 30 | Schedules for Facility Electrical Power Generating and Storing Equipment
22-26 06 40 | Schedules for Electrical Protection Systems
22-26 06 50 | Schedules for Lighting
22-26 06 50 13 | Lighting Panelboard Schedule
22-26 06 50 16 | Lighting Fixture Schedule
22-26 08 00 | Commissioning of Electrical Systems
22-26 09 00 | Instrumentation and Control for Electrical Systems
22-26 09 13 | Electrical Power Monitoring
22-26 09 15 | Peak Load Controllers
22-26 09 16 | Electrical Control Components
22-26 09 17 | Programmable Controllers
22-26 09 19 | Enclosed Contactors
22-26 09 23 | Lighting Control Devices
22-26 09 26 | Lighting Control Panelboards
22-26 09 33 | Central Dimming Controls
22-26 09 33 13 | Multichannel Remote-Controlled Dimmers
22-26 09 33 16 | Remote-Controlled Dimming Stations
22-26 09 36 | Modular Dimming Controls
22-26 09 36 13 | Manual Modular Dimming Controls
22-26 09 36 16 | Integrated Multipreset Modular Dimming Controls
22-26 09 36 19 | Standalone Multipreset Modular Dimming
22-26 09 43 | Network Lighting Controls
22-26 09 43 13 | Digital-Network Lighting Controls
22-26 09 43 16 | Addressable Luminaire Lighting Controls
22-26 09 43 19 | Wireless Network Lighting Controls
22-26 09 43 23 | Relay-Based Lighting Controls
22-26 09 61 | Theatrical Lighting Controls
22-26 10 00 | Medium-Voltage Electrical Distribution
22-26 11 00 | Substations
22-26 11 13 | Primary Unit Substations
22-26 11 16 | Secondary Unit Substations
22-26 11 16 11 | Secondary Unit Substations with Switchgear Secondary
22-26 11 16 12 | Secondary Unit Substations with Switchboard Secondary
22-26 11 16 13 | Secondary Unit Substations with Motor Control Center Secondary
22-26 12 00 | Medium-Voltage Transformers
22-26 12 13 | Liquid-Filled, Medium-Voltage Transformers
22-26 12 16 | Dry-Type, Medium-Voltage Transformers
22-26 12 19 | Pad-Mounted, Liquid-Filled, Medium-Voltage Transformers
22-26 13 00 | Medium-Voltage Switchgear
22-26 13 13 | Medium-Voltage Circuit Breaker Switchgear
22-26 13 16 | Medium-Voltage Fusible Interrupter Switchgear
22-26 13 19 | Medium-Voltage Vacuum Interrupter Switchgear
22-26 13 23 | Medium-Voltage Metal-Enclosed Switchgear
22-26 13 26 | Medium-Voltage Metal-Clad Switchgear
22-26 13 29 | Medium-Voltage Compartmentalized Switchgear
22-26 15 00 | Medium-Voltage Enclosed Bus Assemblies
22-26 15 13 | Medium-Voltage Busways
22-26 15 16 | Medium-Voltage Cablebus
22-26 16 00 | Medium-Voltage Metering
22-26 18 00 | Medium-Voltage Circuit Protection Devices
22-26 18 13 | Medium-Voltage Cutouts
22-26 18 16 | Medium-Voltage Fuses
22-26 18 19 | Medium-Voltage Lightning Arresters
22-26 18 23 | Medium-Voltage Surge Arresters
22-26 18 26 | Medium-Voltage Reclosers
22-26 18 29 | Medium-Voltage Enclosed Bus
22-26 18 33 | Medium-Voltage Enclosed Fuse Cutouts
22-26 18 36 | Medium-Voltage Enclosed Fuses
22-26 18 39 | Medium-Voltage Motor Controllers
22-26 20 00 | Low-Voltage Electrical Distribution
22-26 21 00 | Low-Voltage Electrical Service Entrance
22-26 21 13 | Low-Voltage Overhead Electrical Service Entrance
22-26 21 16 | Low-Voltage Underground Electrical Service Entrance
22-26 22 00 | Low-Voltage Transformers
22-26 22 13 | Low-Voltage Distribution Transformers
22-26 22 16 | Low-Voltage Buck-Boost Transformers
22-26 22 17 | Low-Voltage Transformers for Nonlinear Loads
22-26 22 18 | Low-Voltage Transformers for Load Centers
22-26 22 19 | Control and Signal Transformers
22-26 23 00 | Low-Voltage Switchgear
22-26 23 13 | Paralleling Low-Voltage Switchgear
22-26 24 00 | Switchboards and Panelboards
22-26 24 13 | Switchboards
22-26 24 16 | Panelboards
22-26 24 16 16 | Electronically Operated Circuit-Breaker Panelboards
22-26 24 19 | Motor-Control Centers
22-26 25 00 | Low-Voltage Enclosed Bus Assemblies
22-26 25 13 | Low-Voltage Busways
22-26 25 16 | Low-Voltage Cablebus Systems
22-26 27 00 | Low-Voltage Distribution Equipment
22-26 27 13 | Electricity Metering
22-26 27 16 | Electrical Cabinets and Enclosures
22-26 27 19 | Multi-Outlet Assemblies
22-26 27 23 | Indoor Service Poles
22-26 27 26 | Wiring Devices
22-26 27 33 | Power Distribution Units
22-26 27 73 | Door Chimes
22-26 28 00 | Low-Voltage Circuit Protective Devices
22-26 28 13 | Fuses
22-26 28 16 | Enclosed Switches and Circuit Breakers
22-26 28 16 13 | Enclosed Circuit Breakers
22-26 28 16 16 | Enclosed Switches
22-26 29 00 | Low-Voltage Controllers
22-26 29 13 | Enclosed Controllers
22-26 29 13 13 | Across-the-Line Motor Controllers
22-26 29 13 16 | Reduced-Voltage Motor Controllers
22-26 29 23 | Variable-Frequency Motor Controllers
22-26 29 33 | Controllers for Fire Pump Drivers
22-26 29 33 13 | Full-Service Controllers for Fire Pump Electric-Motor Drivers
22-26 29 33 16 | Limited-Service Controllers for Fire Pump Electric-Motor Drivers
22-26 29 33 19 | Controllers for Fire Pump Diesel Engine Drivers
22-26 30 00 | Facility Electrical Power Generating and Storing Equipment
22-26 31 00 | Photovoltaic Collectors
22-26 32 00 | Packaged Generator Assemblies
22-26 32 13 | Engine Generators
22-26 32 13 13 | Diesel-Engine-Driven Generator Sets
22-26 32 13 16 | Gas-Engine-Driven Generator Sets
22-26 32 13 26 | Gas-Turbine Engine-Driven Generators
22-26 32 16 | Steam-Turbine Generators
22-26 32 19 | Hydro-Turbine Generators
22-26 32 23 | Wind Energy Equipment
22-26 32 23 13 | Horizontal-Axis Wind Turbines
22-26 32 23 16 | Vertical-Axis Wind Turbines
22-26 32 26 | Frequency Changers
22-26 32 29 | Rotary Converters
22-26 32 33 | Rotary Uninterruptible Power Units
22-26 32 36 | Resistive Load Banks
22-26 33 00 | Battery Equipment
22-26 33 13 | Batteries
22-26 33 16 | Battery Racks
22-26 33 19 | Battery Units
22-26 33 23 | Central Battery Equipment
22-26 33 23 13 | Central Battery Equipment for Emergency Lighting
22-26 33 33 | Static Power Converters
22-26 33 43 | Battery Chargers
22-26 33 46 | Battery Monitoring
22-26 33 53 | Static Uninterruptible Power Supply
22-26 35 00 | Power Filters and Conditioners
22-26 35 13 | Capacitors
22-26 35 16 | Chokes and Inductors
22-26 35 23 | Electromagnetic-Interference Filters
22-26 35 26 | Harmonic Filters
22-26 35 33 | Power Factor Correction Equipment
22-26 35 33 13 | Medium-Voltage Power Factor Correction Equipment
22-26 35 33 16 | Low-Voltage Power Factor Correction Equipment
22-26 35 36 | Slip Controllers
22-26 35 43 | Static-Frequency Converters
22-26 35 46 | Radio-Frequency-Interference Filters
22-26 35 53 | Voltage Regulators
22-26 36 00 | Transfer Switches
22-26 36 13 | Manual Transfer Switches
22-26 36 23 | Automatic Transfer Switches
22-26 40 00 | Electrical Protection
22-26 43 00 | Surge Protective Devices
22-26 43 13 | Surge Protective Devices for Low-Voltage Electrical Power Circuits
22-26 43 23 | Surge Protective Devices for Lightning Protection
22-26 50 00 | Lighting
22-26 51 00 | Interior Lighting
22-26 51 13 | Incandescent Interior Lighting
22-26 51 16 | Fluorescent Interior Lighting
22-26 51 19 | LED Interior Lighting
22-26 51 23 | HID Interior Lighting
22-26 52 00 | Safety Lighting
22-26 52 13 | Emergency and Exit Lighting
22-26 52 13 13 | Emergency Lighting
22-26 52 13 16 | Exit Signs
22-26 54 00 | Classified Location Lighting
22-26 54 13 | Incandescent Classified Location Lighting
22-26 54 16 | Fluorescent Classified Location Lighting
22-26 54 19 | LED Classified Location Lighting
22-26 55 00 | Special Purpose Lighting
22-26 55 23 | Outline Lighting
22-26 55 29 | Underwater Lighting
22-26 55 33 | Hazard Warning Lighting
22-26 55 36 | Obstruction Lighting
22-26 55 39 | Helipad Lighting
22-26 55 53 | Security Lighting
22-26 55 59 | Display Lighting
22-26 55 61 | Theatrical Lighting
22-26 55 63 | Detention Lighting
22-26 55 68 | Athletic Field Lighting
22-26 55 70 | Healthcare Lighting
22-26 55 83 | Broadcast Lighting
22-26 56 00 | Exterior Lighting
22-26 56 13 | Lighting Poles and Standards
22-26 56 17 | Fluorescent Exterior Lighting
22-26 56 18 | Incandescent Exterior Lighting
22-26 56 19 | LED Exterior Lighting
22-26 56 21 | HID Exterior Lighting
22-27 00 00 | Communications
22-27 01 00 | Operation and Maintenance of Communications Systems
22-27 01 10 | Operation and Maintenance of Structured Cabling and Enclosures
22-27 01 20 | Operation and Maintenance of Data Communications
22-27 01 30 | Operation and Maintenance of Voice Communications
22-27 01 40 | Operation and Maintenance of Audio-Video Communications
22-27 01 50 | Operation and Maintenance of Distributed Communications and Monitoring
22-27 05 00 | Common Work Results for Communications
22-27 05 05 | Selective Demolition for Communications
22-27 05 11 | Cameras for Audio-Visual Systems
22-27 05 12 | Cyber Security Requirements for Communications
22-27 05 13 | Communications Services
22-27 05 13 13 | Dialtone Services
22-27 05 13 23 | T1 Services
22-27 05 13 33 | DSL Services
22-27 05 13 43 | Cable Services
22-27 05 13 53 | Satellite Services
22-27 05 26 | Grounding and Bonding for Communications Systems
22-27 05 28 | Pathways for Communications Systems
22-27 05 29 | Hangers and Supports for Communications Systems
22-27 05 33 | Conduits and Backboxes for Communications Systems
22-27 05 36 | Cable Trays for Communications Systems
22-27 05 39 | Surface Raceways for Communications Systems
22-27 05 43 | Underground Ducts and Raceways for Communications Systems
22-27 05 44 | Sleeves and Sleeve Seals for Communications Pathways and Cabling
22-27 05 46 | Utility Poles for Communications Systems
22-27 05 48 | Vibration and Seismic Controls for Communications Systems
22-27 05 48 16 | Seismic Controls for Communications Systems
22-27 05 53 | Identification for Communications Systems
22-27 06 00 | Schedules for Communications
22-27 06 10 | Schedules for Structured Cabling and Enclosures
22-27 06 20 | Schedules for Data Communications
22-27 06 30 | Schedules for Voice Communications
22-27 06 40 | Schedules for Audio-Video Communications
22-27 06 50 | Schedules for Distributed Communications and Monitoring
22-27 08 00 | Commissioning of Communications
22-27 10 00 | Structured Cabling
22-27 11 00 | Communications Equipment Room Fittings
22-27 11 13 | Communications Entrance Protection
22-27 11 16 | Communications Cabinets, Racks, Frames, and Enclosures
22-27 11 19 | Communications Termination Blocks and Patch Panels
22-27 11 23 | Communications Cable Management and Ladder Rack
22-27 11 26 | Communications Rack Mounted Power Protection and Power Strips
22-27 13 00 | Communications Backbone Cabling
22-27 13 13 | Communications Copper Backbone Cabling
22-27 13 13 13 | Communications Copper Cable Splicing and Terminations
22-27 13 23 | Communications Optical Fiber Backbone Cabling
22-27 13 23 13 | Communications Optical Fiber Splicing and Terminations
22-27 13 33 | Communications Coaxial Backbone Cabling
22-27 13 33 13 | Communications Coaxial Splicing and Terminations
22-27 13 43 | Communications Services Cabling
22-27 13 43 13 | Dialtone Services Cabling
22-27 13 43 23 | T1 Services Cabling
22-27 13 43 33 | DSL Services Cabling
22-27 13 43 43 | Cable Services Cabling
22-27 13 43 53 | Satellite Services Cabling
22-27 15 00 | Communications Horizontal Cabling
22-27 15 01 | Communications Horizontal Cabling Applications
22-27 15 01 11 | Conductors and Cables for Electronic Safety and Security
22-27 15 01 13 | Video Surveillance Communications Conductors and Cables
22-27 15 01 15 | Access Control Communications Conductors and Cables
22-27 15 01 16 | Voice Communications Horizontal Cabling
22-27 15 01 17 | Intrusion Detection Communications Conductors and Cables
22-27 15 01 19 | Fire Alarm Communications Conductors and Cables
22-27 15 01 23 | Audio-Video Communications Horizontal Cabling
22-27 15 01 39 | Patient Monitoring and Telemetry Communications Horizontal Cabling
22-27 15 01 43 | Nurse Call and Intercom Communications Horizontal Cabling
22-27 15 01 46 | Paging Communications Horizontal Cabling
22-27 15 01 49 | Intermediate Frequency/Radio Frequency Communications Horizontal Cabling
22-27 15 01 53 | Antennas Communications Horizontal Cabling
22-27 15 13 | Communications Copper Horizontal Cabling
22-27 15 23 | Communications Optical Fiber Horizontal Cabling
22-27 15 33 | Communications Coaxial Horizontal Cabling
22-27 15 43 | Communications Faceplates and Connectors
22-27 16 00 | Communications Connecting Cords, Devices, and Adapters
22-27 16 13 | Communications Custom Cable Assemblies
22-27 16 16 | Communications Media Converters, Adapters, and Transceivers
22-27 16 19 | Communications Patch Cords, Station Cords, and Cross Connect Wire
22-27 20 00 | Data Communications
22-27 21 00 | Data Communications Network Equipment
22-27 21 13 | Data Communications Firewalls
22-27 21 16 | Data Communications Routers, CSU/DSU, Multiplexers, Codecs, and Modems
22-27 21 26 | Data Communications Network Management
22-27 21 29 | Data Communications Switches and Hubs
22-27 21 33 | Data Communications Wireless Access Points
22-27 22 00 | Data Communications Hardware
22-27 22 13 | Data Communications Mainframes
22-27 22 16 | Data Communications Storage and Backup
22-27 22 19 | Data Communications Servers
22-27 22 23 | Data Communications Desktops
22-27 22 26 | Data Communications Laptops
22-27 22 29 | Data Communications Handhelds
22-27 24 00 | Data Communications Peripheral Data Equipment
22-27 24 13 | Printers
22-27 24 16 | Scanners
22-27 24 19 | External Drives
22-27 24 23 | Audio-Video Devices
22-27 24 26 | Virtual Reality Equipment
22-27 24 29 | Disaster Recovery Equipment
22-27 25 00 | Data Communications Software
22-27 25 13 | Virus Protection Software
22-27 25 16 | Application Suites
22-27 25 19 | Email Software
22-27 25 23 | Graphics/Multimedia Software
22-27 25 26 | Customer Relationship Management Software
22-27 25 29 | Operating System Software
22-27 25 33 | Database Software
22-27 25 37 | Virtual Private Network Software
22-27 25 39 | Internet Conferencing Software
22-27 26 00 | Data Communications Programming and Integration Services
22-27 26 13 | Web Development
22-27 26 16 | Database Development
22-27 26 19 | Application Development
22-27 26 23 | Network Integration Requirements
22-27 26 26 | Data Communications Integration Requirements
22-27 30 00 | Voice Communications
22-27 31 00 | Voice Communications Switching and Routing Equipment
22-27 31 13 | PBX/ Key Systems
22-27 31 23 | Internet Protocol Voice Switches
22-27 32 00 | Voice Communications Terminal Equipment
22-27 32 13 | Telephone Sets
22-27 32 16 | Wireless Transceivers
22-27 32 23 | Elevator Telephones
22-27 32 26 | Ring-Down Emergency Telephones
22-27 32 29 | Facsimiles and Modems
22-27 32 36 | TTY Equipment
22-27 32 43 | Radio Communications Equipment
22-27 33 00 | Voice Communications Messaging
22-27 33 16 | Voice Mail and Auto Attendant
22-27 33 23 | Interactive Voice Response
22-27 33 26 | Facsimile Servers
22-27 34 00 | Call Accounting
22-27 34 13 | Toll Fraud Equipment and Software
22-27 34 16 | Telemanagement Software
22-27 35 00 | Call Management
22-27 35 13 | Digital Voice Announcers
22-27 35 16 | Automatic Call Distributors
22-27 35 19 | Call Status and Management Displays
22-27 35 23 | Dedicated 911 Systems
22-27 40 00 | Audio-Video Communications
22-27 41 00 | Audio-Video Systems
22-27 41 13 | Architecturally Integrated Audio-Video Equipment
22-27 41 16 | Integrated Audio-Video Systems and Equipment
22-27 41 16 25 | Integrated Audio-Video Systems and Equipment for Restaurants and Bars
22-27 41 16 28 | Integrated Audio-Video Systems and Equipment for Conference Rooms
22-27 41 16 29 | Integrated Audio-Video Systems and Equipment for Board Rooms
22-27 41 16 51 | Integrated Audio-Video Systems and Equipment for Classrooms
22-27 41 16 52 | Integrated Audio-Video Systems and Equipment for Religious Facilities
22-27 41 16 61 | Integrated Audio-Video Systems and Equipment for Theaters
22-27 41 16 62 | Integrated Audio-Video Systems and Equipment for Auditoriums
22-27 41 16 63 | Integrated Audio-Video Systems and Equipment for Stadiums and Arenas
22-27 41 19 | Portable Audio-Video Equipment
22-27 41 23 | Audio-Video Accessories
22-27 41 33 | Master Antenna Television Systems
22-27 41 43 | Audio-Video Conferencing
22-27 42 00 | Electronic Digital Systems
22-27 42 13 | Point of Sale Systems
22-27 42 16 | Transportation Information Display Systems
22-27 42 19 | Public Information Systems
22-27 50 00 | Distributed Communications and Monitoring Systems
22-27 51 00 | Distributed Audio-Video Communications Systems
22-27 51 13 | Paging Systems
22-27 51 13 13 | Overhead Paging Systems
22-27 51 16 | Public Address Systems
22-27 51 19 | Sound Masking Systems
22-27 51 23 | Intercommunications and Program Systems
22-27 51 23 20 | Commercial Intercommunications and Program Systems
22-27 51 23 30 | Residential Intercommunications and Program Systems
22-27 51 23 50 | Educational Intercommunications and Program Systems
22-27 51 23 63 | Detention Intercommunications and Program Systems
22-27 51 23 70 | Healthcare Intercommunications and Program Systems
22-27 51 26 | Assistive Listening Systems
22-27 51 29 | Emergency Communications Systems
22-27 51 29 13 | Rescue Assistance Signal Systems
22-27 51 29 17 | Two-way Radio Communication Enhancement Systems
22-27 51 33 | Occupancy Indicator
22-27 52 00 | Healthcare Communications and Monitoring Systems
22-27 52 13 | Patient Monitoring and Telemetry Systems
22-27 52 16 | Telemedicine Systems
22-27 52 19 | Healthcare Imaging Systems
22-27 52 23 | Nurse Call/Code Blue Systems
22-27 53 00 | Distributed Systems
22-27 53 13 | Clock Systems
22-27 53 13 13 | Wireless Clock Systems
22-27 53 16 | Infrared and Radio Frequency Tracking Systems
22-27 53 19 | Internal Cellular, Paging, and Antenna Systems
22-28 00 00 | Electronic Safety and Security
22-28 01 00 | Operation and Maintenance of Electronic Safety and Security
22-28 01 10 | Operation and Maintenance of Access Control
22-28 01 10 51 | Maintenance and Administration of Access Control
22-28 01 10 71 | Revisions and Upgrades of Access Control
22-28 01 20 | Operation and Maintenance of Video Surveillance
22-28 01 20 51 | Maintenance and Administration of Video Surveillance
22-28 01 20 71 | Revisions and Upgrades of Video Surveillance
22-28 01 30 | Operation and Maintenance of Security Detection, Alarm, and Monitoring
22-28 01 30 51 | Maintenance and Administration of Security Detection, Alarm, and Monitoring
22-28 01 30 71 | Revisions and Upgrades of Security Detection, Alarm, and Monitoring
22-28 01 50 | Operation and Maintenance of Specialized Systems
22-28 01 50 51 | Maintenance and Administration of Specialized Systems
22-28 01 50 71 | Revisions and Upgrades of Specialized Systems
22-28 01 60 | Operation and Maintenance of Mass Notification
22-28 01 60 51 | Maintenance and Administration of Mass Notification
22-28 01 60 71 | Revisions and Upgrades of Mass Notification
22-28 01 70 | Operation and Maintenance of Life Safety
22-28 01 70 51 | Maintenance and Administration of Life Safety
22-28 01 70 71 | Revisions and Upgrades of Life Safety
22-28 01 80 | Operation and Maintenance of Fire Detection and Alarm
22-28 01 80 51 | Maintenance and Administration of Fire Detection and Alarm
22-28 01 80 71 | Revisions and Upgrades of Fire Detection and Alarm
22-28 05 00 | Common Work Results for Electronic Safety and Security
22-28 05 05 | Selective Security Systems Demolition
22-28 05 07 | Power Sources for Electronic Safety and Security
22-28 05 07 11 | Power Sources for Access Control
22-28 05 07 13 | Power Sources for Video Surveillance
22-28 05 07 15 | Power Sources for Intrusion Detection
22-28 05 07 17 | Power Sources for Fire Detection and Alarm
22-28 05 07 19 | Solar Power Sources for Electronic Safety and Security
22-28 05 07 21 | Poe Power Sources for Electronic Safety and Security
22-28 05 07 23 | Uninterruptible Power Supply
22-28 05 07 25 | Power Source Monitoring
22-28 05 07 27 | Power Source Monitoring Appliances
22-28 05 07 29 | Power Source Monitoring Software
22-28 05 09 | Surge Protection for Electronic Safety and Security
22-28 05 09 11 | Surge Protection for Access Control
22-28 05 09 13 | Surge Protection for Video Surveillance
22-28 05 09 15 | Surge Protection for Intrusion Detection
22-28 05 09 17 | Surge Protection for Fire Detection and Alarm
22-28 05 11 | Cyber Security Requirements for Electronic Safety and Security
22-28 05 13 | Servers, Workstations and Storage for Electronic Safety and Security
22-28 05 13 11 | System Requirements for Servers, Workstations and Storage
22-28 05 15 | Servers for Electronic Safety and Security
22-28 05 17 | Workstations for Electronic Safety and Security
22-28 05 19 | Storage Appliances for Electronic Safety and Security
22-28 05 19 11 | Digital Video Recorders
22-28 05 19 13 | Hybrid Digital Video Recorders
22-28 05 19 15 | Network Video Recorders
22-28 05 21 | Network Attached Storage for Electronic Safety and Security
22-28 05 23 | Storage Area Network for Electronic Safety and Security
22-28 05 25 | Cloud Based Storage for Electronic Safety and Security
22-28 05 27 | Archival Systems for Electronic Safety and Security
22-28 05 27 11 | Digital Tape Storage
22-28 05 27 13 | Storage Media
22-28 05 29 | Storage Management Software for Electronic Safety and Security
22-28 05 31 | Communications Equipment for Electronic Safety and Security
22-28 05 33 | Safety and Security Network Communications Equipment
22-28 05 33 11 | Security Data Communications Firewalls
22-28 05 33 13 | Security Data Communications Routers
22-28 05 33 15 | Security Data Communications Power-over-ethernet Switches
22-28 05 33 17 | Security Data Communications Non-power-over-ethernet Switches
22-28 05 33 19 | Security Data Communications Media Converters
22-28 05 35 | Security Data Communications Wireless Transmission Equipment
22-28 05 35 11 | Microwave Transmission Equipment
22-28 05 37 | Security Voice Communications -Distributed Antenna System
22-28 05 37 11 | Bi-directional Amplifiers
22-28 05 37 13 | Repeaters
22-28 05 37 15 | Remote Repeaters
22-28 05 39 | Antennas
22-28 05 39 11 | Donor Antennas
22-28 05 39 13 | Multi-band Antennas
22-28 05 39 15 | Band Specific Antennas
22-28 05 39 17 | Radiating Coaxial Cable
22-28 05 39 19 | Other Antennas
22-28 05 41 | Signal Controllers
22-28 05 41 11 | Splitters
22-28 05 41 13 | Directional Couplers
22-28 05 43 | Security Voice Communications Private Mobile Radio System
22-28 05 43 11 | Base Station
22-28 05 43 13 | Handheld Radio
22-28 05 44 | Sleeves and Sleeve Seals for Electronic Safety and Security Pathways and Cabling
22-28 05 45 | Systems Integration and Unified Systems
22-28 05 45 11 | Mechanical
22-28 05 45 13 | Electrical
22-28 05 45 15 | Information
22-28 05 48 | Vibration and Seismic Controls for Electronic Safety and Security
22-28 05 48 16 | Seismic Controls for Electronic Safety and Security
22-28 05 53 | Identification for Electronic Safety and Security
22-28 06 00 | Schedules for Electronic Safety and Security
22-28 06 10 | Schedules for Access Control
22-28 06 20 | Schedules for Video Surveillance
22-28 06 30 | Schedules for Security Detection, Alarm, and Monitoring
22-28 06 40 | Schedules for Detention Monitoring and Control
22-28 06 50 | Schedules for Information Management and Display
22-28 06 60 | Schedules for Mass Notification
22-28 06 70 | Schedules for Life Safety
22-28 06 80 | Schedules for Fire Detection and Alarm
22-28 08 00 | Commissioning of Electronic Safety and Security
22-28 08 11 | Testing for Baseline Performance Criteria
22-28 10 00 | Access Control
22-28 11 00 | Access Control Global Applications
22-28 12 00 | General Requirements for Access Control Systems
22-28 12 01 | System Requirements for Access Control Systems
22-28 13 00 | Access Control Software and Database Management
22-28 13 11 | Access Control Software
22-28 13 11 11 | Access Control Operating Systems
22-28 13 11 13 | Access Control Application Services
22-28 13 11 15 | Access Control Mobile Applications
22-28 13 13 | Access Control Software Interfaces
22-28 13 15 | Access Control Cloud Services
22-28 14 00 | Access Control System Hardware
22-28 14 11 | Access Control Network Controllers
22-28 14 13 | Access Control Door Controllers
22-28 14 15 | Access Control Inputs and Outputs
22-28 14 17 | Access Control Printers and Encoders
22-28 14 19 | Access Control Enclosures
22-28 15 00 | Integrated Access Control Hardware Devices
22-28 15 11 | Integrated Credential Readers and Entry Management
22-28 15 11 11 | Standard Card Readers
22-28 15 11 13 | Keypads
22-28 15 11 15 | Biometric Identity Devices
22-28 15 11 17 | Combination Reader Devices
22-28 15 13 | Access Control Credentials
22-28 15 13 11 | Access Control Cards
22-28 15 13 13 | Wireless Key Fobs
22-28 15 15 | Electrified Locking Devices and Accessories
22-28 15 15 11 | Direct Interface Integrated Locking Devices
22-28 15 15 13 | Wireless Integrated Locking Devices
22-28 15 15 15 | Intelligent Ethernet Integrated Locking Devices
22-28 15 15 17 | Status Monitoring and Egress Devices
22-28 15 17 | Egress Management Devices
22-28 15 17 11 | Magnetic Lock Delayed Egress Devices
22-28 15 17 13 | Panic Hardware Delayed Egress Devices
22-28 15 19 | Access Control Remote Devices
22-28 15 19 11 | Smart Phone Interface Requirements
22-28 15 19 13 | Wireless Access Control Devices
22-28 15 21 | Telephone Entry Systems
22-28 15 23 | Intercom Entry Systems
22-28 15 23 11 | Audio Intercom (Analog)
22-28 15 23 13 | Audio Video Intercom (Analog)
22-28 15 23 15 | Audio Intercom (IP)
22-28 15 23 17 | Audio Video Intercom (IP)
22-28 15 25 | Electronic Key Management Systems
22-28 15 27 | Access Control Electronic Turnstiles and Mobility Systems
22-28 16 00 | Access Control Interfaces
22-28 16 11 | Access Control Interfaces to Access Control Hardware
22-28 16 13 | Access Control Interfaces to Intrusion Detection
22-28 16 15 | Access Control Interfaces to Video Surveillance
22-28 16 17 | Access Control Interfaces to Fire Alarm
22-28 16 19 | Access Control Interfaces to Enterprise Software
22-28 16 21 | Access Control Interfaces to Mechanical Systems
22-28 16 23 | Access Control Interfaces to Electrical Systems
22-28 16 25 | Access Control Interfaces to Electronic Key Management System
22-28 16 27 | Access Control Interfaces to Elevator Controls
22-28 16 29 | Access Control Interfaces to Parking Equipment
22-28 16 31 | Access Control Interfaces to Perimeter Security Systems
22-28 17 00 | Access Control Identification Management Systems
22-28 17 11 | Visitor Management Systems
22-28 17 13 | Self Check in and Kiosk Visitor Systems
22-28 17 15 | Contractor and Vendor Management Systems
22-28 17 17 | Mobile Access Identification Management Systems
22-28 18 00 | Security Access Detection Equipment
22-28 18 11 | Security Access Metal Detectors
22-28 18 13 | Security Access X-ray Equipment
22-28 18 15 | Security Access Explosive Detection Equipment
22-28 18 17 | Security Access Sniffing Equipment
22-28 19 00 | Access Control Vehicle Identification Systems
22-28 19 11 | Loading Dock Access Management Systems
22-28 19 13 | Parking Garage Access Management Systems
22-28 19 15 | Perimeter Vehicle Access Management Systems
22-28 20 00 | Video Surveillance
22-28 21 00 | Surveillance Cameras
22-28 21 11 | Analog Camera
22-28 21 13 | IP Cameras
22-28 21 13 11 | Panoramic IP Cameras
22-28 21 13 13 | Analytic Packages for IP Cameras
22-28 21 15 | Specialty Cameras
22-28 21 17 | Camera Housings
22-28 21 19 | Camera Mounts
22-28 21 21 | Illuminators
22-28 21 23 | Video Encoders and Decoders
22-28 23 00 | Video Management System
22-28 23 11 | Video Management System Analytics
22-28 23 13 | Video Management System Interfaces
22-28 25 00 | Video Surveillance Positioning Equipment
22-28 30 00 | Security Detection, Alarm, and Monitoring
22-28 31 00 | Intrusion Detection
22-28 31 11 | Building Intrusion Detection
22-28 31 11 11 | Building Intrusion Detection Control, Gui, and Logic Systems
22-28 31 11 13 | Building Intrusion Detection Remote Devices and Sensors
22-28 31 21 | Area and Perimeter Intrusion Detection
22-28 31 21 11 | Fiber Optic Area and Perimeter Security Systems
22-28 31 21 13 | Microwave Area and Perimeter Security Systems
22-28 31 21 15 | Integrated Video Area and Perimeter Security Systems
22-28 31 21 17 | Fixed Optical Beam Area and Perimeter Security Systems
22-28 31 21 19 | LIDAR Area and Perimeter Security Systems
22-28 31 21 21 | Coaxial Area and Perimeter Security Systems
22-28 31 21 23 | Area and Perimeter Intrusion Detection Devices and Sensors
22-28 31 31 | Intrusion Detection Interfaces
22-28 31 31 11 | Intrusion Detection Interfaces to Security Monitoring and Control
22-28 31 31 13 | Intrusion Detection Interfaces to Access Control System
22-28 31 31 15 | Intrusion Detection Interfaces to Video Surveillance
22-28 31 31 17 | Intrusion Detection Interfaces to Information Management and Presentation
22-28 31 31 19 | Intrusion Detection Interfaces to Mass Notification
22-28 31 31 21 | Intrusion Detection Interfaces to Life Safety
22-28 31 31 23 | Intrusion Detection Interfaces to Fire Alarm
22-28 31 31 25 | Intrusion Detection Interfaces to Temperature Controls
22-28 33 00 | Security Monitoring and Control
22-28 33 11 | Electronic Structural Monitoring Systems
22-28 33 13 | Security Operations and Monitoring Center
22-28 33 15 | Security Monitoring and Control Software
22-28 33 17 | Security Monitoring and Control Services
22-28 35 00 | Tracking Systems
22-28 35 11 | Asset Tracking Systems
22-28 35 11 11 | Rf Asset Tracking Systems
22-28 35 11 13 | GPS Asset Tracking Systems
22-28 35 11 15 | Cellular Asset Tracking Systems
22-28 35 13 | Personnel Tracking Systems
22-28 35 13 11 | Rf Personnel Tracking Systems
22-28 35 13 13 | GPS Personnel Tracking Systems
22-28 35 13 15 | Cellular Personnel Tracking Systems
22-28 37 00 | Audio Monitoring
22-28 37 11 | Audio Monitoring Devices
22-28 37 13 | Gunshot Detection Systems
22-28 40 00 | Life Safety
22-28 41 00 | Radiation Detection and Alarm
22-28 41 11 | Radiation Detection and Alarm Control, Gui, and Logic Systems
22-28 41 13 | Radiation Detection and Alarm Integrated Audio Evacuation Systems
22-28 41 15 | Radiation Detection Sensors
22-28 41 17 | Radiation Dosimeters
22-28 42 00 | Gas Detection and Alarm
22-28 42 11 | Gas Detection and Alarm Control, Gui, and Logic Systems
22-28 42 13 | Gas Detection and Alarm Integrated Audio Evacuation Systems
22-28 42 15 | Gas Detection Sensors
22-28 43 00 | Fuel Oil Detection and Alarm
22-28 43 11 | Fuel Oil Detection and Alarm Control, Gui, and Logic Systems
22-28 43 13 | Fuel Oil Detection and Alarm Integrated Audio Evacuation Systems
22-28 43 15 | Fuel Oil Detection Sensors
22-28 44 00 | Refrigerant Detection and Alarm
22-28 44 11 | Refrigerant Detection and Alarm Control, Gui, and Logic Systems
22-28 44 13 | Refrigerant Detection and Alarm Integrated Audio Evacuation Systems
22-28 44 15 | Refrigerant Detection Sensors
22-28 45 00 | Water Detection and Alarm
22-28 45 11 | Water Detection and Alarm Control, Gui, and Logic Systems
22-28 45 13 | Water Detection Sensors
22-28 45 15 | Building Envelope Water Detection and Alarm
22-28 46 00 | Fire Detection and Alarm
22-28 46 13 | Fire-Alarm Systems
22-28 46 13 11 | Protected Premises Fire-Alarm Systems
22-28 46 13 21 | Central-Station Service Fire-Alarm Systems
22-28 46 13 31 | Proprietary Supervising-Station Fire-Alarm Systems
22-28 46 13 41 | Remote Supervising-Station Fire-Alarm Systems
22-28 46 13 51 | Household Fire-Alarm Systems
22-28 46 14 | Single and Multiple Station Alarms
22-28 46 21 | Fire-Alarm Control Units and Related Equipment
22-28 46 21 12 | Fire-Alarm Control Units
22-28 46 21 22 | Fire-Alarm Remote Annunciators
22-28 46 21 24 | Supervising Station Alarm Systems Communications Equipment
22-28 46 21 26 | Fire-Alarm System Printers
22-28 46 21 31 | Fire-Alarm Terminal Cabinets
22-28 46 21 33 | Low-Power Radio (Wireless) Equipment
22-28 46 21 41 | In-Building Fire Emergency Voice/Alarm Communications System (EVACS) Equipment
22-28 46 24 | Fire Command Center Equipment and Displays
22-28 46 25 | Fire-Alarm System Accessories
22-28 46 31 | Fire-Alarm Initiating Devices
22-28 46 31 11 | Heat-Sensing Fire Detectors
22-28 46 31 13 | Smoke-Sensing Fire Detectors
22-28 46 31 15 | Radiant Energy-Sensing Fire Detectors
22-28 46 31 17 | Gas-Sensing Fire Detectors
22-28 46 31 21 | Multi-Criteria Fire Detectors
22-28 46 31 23 | Multi-Sensor Fire Detectors
22-28 46 31 25 | Combination Fire Detectors
22-28 46 31 31 | Fire-Alarm Manual Initiating Devices
22-28 46 31 41 | Fire-Alarm Supervisory Signal Initiating Devices
22-28 46 33 | Public Emergency Alarm Reporting Equipment
22-28 46 41 | Fire-Alarm Notification Appliances
22-28 46 41 11 | Audible Fire-Alarm Notification Appliances
22-28 46 41 21 | Visible Fire Alarm Notification Appliances
22-28 46 41 31 | Combination Fire-Alarm Notification Appliances
22-28 46 41 41 | Tactile Fire Alarm Notification Appliances
22-28 46 51 | Fire-Alarm Supervised Interface Hardware
22-28 46 51 08 | Fire-Alarm Supervised Interface Hardware for Openings
22-28 46 51 14 | Fire-Alarm Supervised Interface Hardware for Elevators
22-28 46 51 23 | Fire-Alarm Supervised Interface Hardware for HVAC Systems
22-28 46 51 25 | Fire-Alarm Supervised Interface Hardware for Integrated Automation
22-28 47 00 | Mass Notification
22-28 47 11 | System Requirements for Mass Notification
22-28 47 13 | Mass Notification Software
22-28 47 15 | Mass Notification Control Panels
22-28 47 17 | Notification Devices and Methods
22-28 47 17 11 | Notification Appliances and Methods Indoors
22-28 47 17 13 | Notification Appliances and Methods Outdoors
22-28 47 17 15 | Notification Appliances and Methods Distributed Recipient
22-28 47 17 17 | Notification Appliances and Methods Public Methods
22-28 47 21 | Mass Notification System Interfaces
22-28 47 21 11 | Notification Interfaces to Access Control Systems
22-28 47 21 13 | Notification Interfaces to Video Surveillance Systems
22-28 47 21 15 | Notification Interfaces to Security Detection, Alarm, and Monitoring
22-28 47 21 17 | Notification Interfaces to Security Monitoring and Control
22-28 47 21 19 | Notification Interfaces to Life Safety Systems
22-28 47 21 21 | Notification Interfaces to Fire Detection and Alarm
22-28 47 21 23 | Notification Interfaces to Detention Systems
22-28 47 21 25 | Notification Interfaces to Emergency Response Systems
22-28 47 21 27 | Notification Interfaces to Network and Facilities Monitoring
22-28 47 21 29 | Notification Interfaces to Web Intelligence
22-28 47 21 31 | Notification Interfaces to Traffic Management and Monitoring Systems
22-28 47 21 33 | Notification Interfaces to Smart Phones
22-28 47 21 35 | Notification Interfaces to Other External Subsystems
22-28 48 00 | Emergency Response Systems
22-28 48 23 | Computer Aided Dispatch
22-28 49 00 | Electronic Personal Protection Systems
22-28 49 11 | Electronic Personal Safety Detection Systems
22-28 49 13 | Electronic Personal Safety Alarm Annunciation and Control Systems
22-28 49 15 | Electronic Personal Safety Interfaces to Remote Monitoring
22-28 49 17 | Electronic Personal Safety Emergency Aid Devices
22-28 50 00 | Specialized Systems
22-28 51 00 | Information Management and Presentation
22-28 51 11 | Information Management and Presentation Architecture
22-28 51 13 | Data and Information Management
22-28 51 15 | Information Interfaces to Connected Subsystems
22-28 51 15 11 | Information Interfaces to Access Control Systems
22-28 51 15 13 | Information Interfaces to Video Surveillance Systems
22-28 51 15 15 | Information Interfaces to Security Detection, Alarm, and Monitoring
22-28 51 15 17 | Information Interfaces to Security Monitoring and Control
22-28 51 15 19 | Information Interfaces to Mass Notification Systems
22-28 51 15 21 | Information Interfaces to Life Safety Systems
22-28 51 15 23 | Information Interfaces to Fire Detection and Alarm
22-28 51 15 25 | Information Interfaces to Detention Systems
22-28 51 15 27 | Information Interfaces to Emergency Response Systems
22-28 51 15 29 | Information Interfaces to License Plate Recognition Systems
22-28 51 15 31 | Information Interfaces to Facial Recognition Systems
22-28 51 15 33 | Information Interfaces to Remote Data Structures
22-28 51 15 35 | Information Interfaces to Network and Facilities Monitoring
22-28 51 15 37 | Information Interfaces to Crowd Sourcing
22-28 51 15 39 | Information Interfaces to Web Intelligence
22-28 51 15 41 | Information Interfaces to Traffic Management and Monitoring Systems
22-28 51 15 43 | Information Interfaces to Environmental Monitoring Systems
22-28 51 15 45 | Information Interfaces to Directly Connected Sensors
22-28 51 15 47 | Information Interfaces to Other Safety and Security Subsystems
22-28 51 15 49 | Information Interfaces to Other External Subsystems
22-28 51 17 | Data Presentation
22-28 51 17 11 | Maps
22-28 51 17 13 | Visualization
22-28 51 17 15 | Events/Alarms/Incidents
22-28 51 17 17 | Video Workspace
22-28 51 17 19 | Dispatch/Notification
22-28 51 17 21 | Review and Investigation
22-28 51 17 23 | Reporting
22-28 51 19 | Control Room and Monitoring Equipment
22-28 51 19 11 | Display/Workstations
22-28 51 19 13 | Video Walls
22-28 51 19 15 | Audio Equipment
22-28 51 19 17 | Remote Displays
22-28 52 00 | Detention Security Systems
22-28 52 11 | Detention Security System Requirements
22-28 52 13 | Detention Monitoring and Control System and Interfaces
22-28 52 13 11 | Detention Interfaces to Access Control Systems
22-28 52 13 13 | Detention Interfaces to Video Surveillance Systems
22-28 52 13 15 | Detention Interfaces to Security Detention, Alarm, and Monitoring
22-28 52 13 17 | Detention Interfaces to Security Monitoring and Control
22-28 52 13 19 | Detention Interfaces to Duress Alarm Systems
22-28 52 13 21 | Detention Interfaces to Distributed Television Systems
22-28 52 13 23 | Detention Interfaces to Perimeter Security Systems
22-28 52 15 | Detention Video Systems
22-28 52 15 11 | Detention Interfaces to Video Interrogation Systems
22-28 52 15 13 | Detention Interfaces to Video Arraignment Systems
22-28 52 15 15 | Detention Interfaces to Video Visitation Systems
22-28 52 17 | Detention Communication Systems
22-28 52 17 11 | Detention Interfaces to Intercom and Paging Systems
22-28 52 17 13 | Detention Interfaces to Local Intercom Systems
22-28 52 17 15 | Detention Interfaces to Inmate Television Systems
22-28 52 19 | Detention Personal Protection Systems
22-31 00 00 | Earthwork
22-31 01 00 | Maintenance of Earthwork
22-31 01 10 | Maintenance of Clearing
22-31 01 20 | Maintenance of Earth Moving
22-31 01 40 | Maintenance of Shoring and Underpinning
22-31 01 50 | Maintenance of Excavation Support and Protection
22-31 01 60 | Maintenance of Special Foundations and Load Bearing Elements
22-31 01 62 | Maintenance of Driven Piles
22-31 01 62 61 | Driven Pile Repairs
22-31 01 63 | Maintenance of Bored and Augered Piles
22-31 01 63 61 | Bored and Augered Pile Repairs
22-31 01 70 | Maintenance of Tunneling and Mining
22-31 01 70 61 | Tunnel Leak Repairs
22-31 05 00 | Common Work Results for Earthwork
22-31 05 05 | Selective Demolition for Earthwork
22-31 05 13 | Soils for Earthwork
22-31 05 16 | Aggregates for Earthwork
22-31 05 19 | Geosynthetics for Earthwork
22-31 05 19 13 | Geotextiles for Earthwork
22-31 05 19 16 | Geomembranes for Earthwork
22-31 05 19 19 | Geogrids for Earthwork
22-31 05 19 23 | Geosynthetic Clay Liners
22-31 05 19 26 | Geocomposites
22-31 05 19 29 | Geonets
22-31 05 23 | Cement and Concrete for Earthwork
22-31 06 00 | Schedules for Earthwork
22-31 06 10 | Schedules for Clearing
22-31 06 20 | Schedules for Earth Moving
22-31 06 20 13 | Trench Dimension Schedule
22-31 06 20 16 | Backfill Material Schedule
22-31 06 40 | Schedules for Shoring and Underpinning
22-31 06 50 | Schedules for Excavation Support and Protection
22-31 06 60 | Schedules for Special Foundations and Load Bearing Elements
22-31 06 60 13 | Driven Pile Schedule
22-31 06 60 16 | Caisson Schedule
22-31 06 70 | Schedules for Tunneling and Mining
22-31 08 00 | Commissioning of Earthwork
22-31 08 13 | Pile Load Testing
22-31 08 13 13 | Dynamic Pile Load Testing
22-31 08 13 16 | Static Pile Load Testing
22-31 09 00 | Geotechnical Instrumentation and Monitoring of Earthwork
22-31 09 13 | Geotechnical Instrumentation and Monitoring
22-31 09 13 13 | Groundwater Monitoring During Construction
22-31 09 16 | Foundation Performance Instrumentation
22-31 09 16 26 | Bored and Augered Pile Load Tests
22-31 10 00 | Site Clearing
22-31 11 00 | Clearing and Grubbing
22-31 12 00 | Selective Clearing
22-31 13 00 | Selective Tree and Shrub Removal and Trimming
22-31 13 13 | Selective Tree and Shrub Removal
22-31 13 16 | Selective Tree and Shrub Trimming
22-31 14 00 | Earth Stripping and Stockpiling
22-31 14 13 | Soil Stripping and Stockpiling
22-31 14 13 13 | Soil Stripping
22-31 14 13 16 | Soil Stockpiling
22-31 14 13 23 | Topsoil Stripping and Stockpiling
22-31 14 16 | Sod Stripping and Stockpiling
22-31 14 16 13 | Sod Stripping
22-31 14 16 16 | Sod Stockpiling
22-31 20 00 | Earth Moving
22-31 21 00 | Off-Gassing Mitigation
22-31 21 13 | Radon Mitigation
22-31 21 13 13 | Radon Venting
22-31 21 16 | Methane Mitigation
22-31 21 16 13 | Methane Venting
22-31 22 00 | Grading
22-31 22 13 | Rough Grading
22-31 22 16 | Fine Grading
22-31 22 16 13 | Roadway Subgrade Reshaping
22-31 22 19 | Finish Grading
22-31 22 19 13 | Spreading and Grading Topsoil
22-31 23 00 | Excavation and Fill
22-31 23 13 | Subgrade Preparation
22-31 23 16 | Excavation
22-31 23 16 13 | Trenching
22-31 23 16 16 | Structural Excavation for Minor Structures
22-31 23 16 26 | Rock Removal
22-31 23 19 | Dewatering
22-31 23 23 | Fill
22-31 23 23 13 | Backfill
22-31 23 23 23 | Compaction
22-31 23 23 33 | Flowable Fill
22-31 23 23 43 | Geofoam
22-31 23 33 | Trenching and Backfilling
22-31 24 00 | Embankments
22-31 24 13 | Roadway Embankments
22-31 24 16 | Railway Embankments
22-31 25 00 | Erosion and Sedimentation Controls
22-31 25 14 | Stabilization Measures for Erosion and Sedimentation Control
22-31 25 14 13 | Hydraulically-Applied Erosion Control
22-31 25 14 16 | Rolled Erosion Control Mats and Blankets
22-31 25 24 | Structural Measures for Erosion and Sedimentation Control
22-31 25 24 13 | Rock Barriers
22-31 25 34 | Retention Measures for Erosion and Sedimentation Controls
22-31 25 34 13 | Rock Basins
22-31 30 00 | Earthwork Methods
22-31 31 00 | Soil Treatment
22-31 31 13 | Rodent Control
22-31 31 13 16 | Rodent Control Bait Systems
22-31 31 13 19 | Rodent Control Traps
22-31 31 13 23 | Rodent Control Electronic Systems
22-31 31 13 26 | Rodent Control Repellants
22-31 31 16 | Termite Control
22-31 31 16 13 | Chemical Termite Control
22-31 31 16 16 | Termite Control Bait Systems
22-31 31 16 19 | Termite Control Barriers
22-31 31 19 | Vegetation Control
22-31 31 19 13 | Chemical Vegetation Control
22-31 31 33 | Sanitary Vacuum System Piping
22-31 32 00 | Soil Stabilization
22-31 32 13 | Soil Mixing Stabilization
22-31 32 13 13 | Asphalt Soil Stabilization
22-31 32 13 16 | Cement Soil Stabilization
22-31 32 13 19 | Lime Soil Stabilization
22-31 32 13 23 | Fly-Ash Soil Stabilization
22-31 32 13 26 | Lime-Fly-Ash Soil Stabilization
22-31 32 16 | Chemical Treatment Soil Stabilization
22-31 32 16 13 | Polymer Emulsion Soil Stabilization
22-31 32 17 | Water Injection Soil Stabilization
22-31 32 19 | Geosynthetic Soil Stabilization and Layer Separation
22-31 32 19 13 | Geogrid Soil Stabilization
22-31 32 19 16 | Geotextile Soil Stabilization
22-31 32 19 19 | Geogrid Layer Separation
22-31 32 19 23 | Geotextile Layer Separation
22-31 32 23 | Pressure Grouting Soil Stabilization
22-31 32 23 13 | Cementitious Pressure Grouting Soil Stabilization
22-31 32 23 16 | Chemical Pressure Grouting Soil Stabilization
22-31 32 33 | Shotcrete Soil Slope Stabilization
22-31 32 36 | Soil Nailing
22-31 32 36 13 | Driven Soil Nailing
22-31 32 36 16 | Grouted Soil Nailing
22-31 32 36 19 | Corrosion-Protected Soil Nailing
22-31 32 36 23 | Jet-Grouted Soil Nailing
22-31 32 36 26 | Launched Soil Nailing
22-31 33 00 | Rock Stabilization
22-31 33 13 | Rock Bolting and Grouting
22-31 33 23 | Rock Slope Netting
22-31 33 26 | Rock Slope Wire Mesh
22-31 33 33 | Shotcrete Rock Slope Stabilization
22-31 33 43 | Vegetated Rock Slope Stabilization
22-31 34 00 | Soil Reinforcement
22-31 34 19 | Geosynthetic Soil Reinforcement
22-31 34 19 13 | Geogrid Soil Reinforcement
22-31 34 19 16 | Geotextile Soil Reinforcement
22-31 34 23 | Fiber Soil Reinforcement
22-31 34 23 13 | Geosynthetic Fiber Soil Reinforcement
22-31 35 00 | Slope Protection
22-31 35 19 | Geosynthetic Slope Protection
22-31 35 19 13 | Geogrid Slope Protection
22-31 35 19 16 | Geotextile Slope Protection
22-31 35 19 19 | Slope Protection with Mulch Control Netting
22-31 35 23 | Slope Protection with Slope Paving
22-31 35 23 13 | Cast-In-Place Concrete Slope Paving
22-31 35 23 16 | Precast Concrete Slope Paving
22-31 35 23 19 | Concrete Unit Masonry Slope Paving
22-31 35 26 | Containment Barriers
22-31 35 26 13 | Clay Containment Barriers
22-31 35 26 16 | Geomembrane Containment Barriers
22-31 35 26 23 | Bentonite Slurry Trench
22-31 36 00 | Gabions
22-31 36 13 | Gabion Boxes
22-31 36 19 | Gabion Mattresses
22-31 36 19 13 | Vegetated Gabion Mattresses
22-31 37 00 | Riprap
22-31 37 13 | Machined Riprap
22-31 37 16 | Non-Machined Riprap
22-31 37 16 13 | Rubble-Stone Riprap
22-31 37 16 16 | Concrete Unit Masonry Riprap
22-31 37 16 19 | Sacked Sand-Cement Riprap
22-31 40 00 | Shoring and Underpinning
22-31 41 00 | Shoring
22-31 41 13 | Timber Shoring
22-31 41 16 | Sheet Piling
22-31 41 16 13 | Steel Sheet Piling
22-31 41 16 16 | Plastic Sheet Piling
22-31 41 19 | Metal Hydraulic Shoring
22-31 41 19 13 | Aluminum Hydraulic Shoring
22-31 41 23 | Pneumatic Shoring
22-31 41 33 | Trench Shielding
22-31 43 00 | Concrete Raising
22-31 43 13 | Pressure Grouting
22-31 43 13 13 | Concrete Pressure Grouting
22-31 43 13 16 | Polyurethane Pressure Grouting
22-31 43 16 | Compaction Grouting
22-31 43 19 | Mechanical Jacking
22-31 45 00 | Vibroflotation and Densification
22-31 45 13 | Vibroflotation
22-31 45 16 | Densification
22-31 46 00 | Needle Beams
22-31 46 13 | Cantilever Needle Beams
22-31 48 00 | Underpinning
22-31 48 13 | Underpinning Piers
22-31 48 19 | Bracket Piers
22-31 48 23 | Jacked Piers
22-31 48 33 | Micropile Underpinning
22-31 50 00 | Excavation Support and Protection
22-31 51 00 | Anchor Tiebacks
22-31 51 13 | Excavation Soil Anchors
22-31 51 16 | Excavation Rock Anchors
22-31 52 00 | Cofferdams
22-31 52 13 | Sheet Piling Cofferdams
22-31 52 16 | Timber Cofferdams
22-31 52 19 | Precast Concrete Cofferdams
22-31 53 00 | Cribbing and Walers
22-31 53 13 | Timber Cribwork
22-31 54 00 | Ground Freezing
22-31 56 00 | Slurry Walls
22-31 56 13 | Bentonite Slurry Walls
22-31 56 13 13 | Soil-Bentonite Slurry Walls
22-31 56 13 16 | Cement-Bentonite Slurry Walls
22-31 56 13 19 | Slag-Cement-Bentonite Slurry Walls
22-31 56 13 23 | Soil-Cement-Bentonite Slurry Walls
22-31 56 13 26 | Pozzolan-Bentonite Slurry Walls
22-31 56 13 29 | Organically-Modified Bentonite Slurry Walls
22-31 56 16 | Attipulgite Slurry Walls
22-31 56 16 13 | Soil-Attipulgite Slurry Walls
22-31 56 19 | Slurry-Geomembrane Composite Slurry Walls
22-31 56 23 | Lean Concrete Slurry Walls
22-31 56 26 | Bio-Polymer Trench Drain
22-31 60 00 | Special Foundations and Load-Bearing Elements
22-31 62 00 | Driven Piles
22-31 62 13 | Concrete Piles
22-31 62 13 13 | Cast-in-Place Concrete Piles
22-31 62 13 16 | Concrete Displacement Piles
22-31 62 13 19 | Precast Concrete Piles
22-31 62 13 23 | Prestressed Concrete Piles
22-31 62 13 26 | Pressure-Injected Footings
22-31 62 16 | Steel Piles
22-31 62 16 13 | Sheet Steel Piles
22-31 62 16 16 | Steel H Piles
22-31 62 16 19 | Unfilled Tubular Steel Piles
22-31 62 19 | Timber Piles
22-31 62 23 | Composite Piles
22-31 62 23 13 | Concrete-Filled Steel Piles
22-31 62 23 16 | Wood and Cast-In-Place Concrete Piles
22-31 63 00 | Bored Piles
22-31 63 13 | Bored and Augered Test Piles
22-31 63 16 | Auger Cast Grout Piles
22-31 63 19 | Bored and Socketed Piles
22-31 63 19 13 | Rock Sockets for Piles
22-31 63 23 | Bored Concrete Piles
22-31 63 23 13 | Bored and Belled Concrete Piles
22-31 63 23 16 | Bored Friction Concrete Piles
22-31 63 26 | Drilled Caissons
22-31 63 26 13 | Fixed End Caisson Piles
22-31 63 26 16 | Concrete Caissons for Marine Construction
22-31 63 29 | Drilled Concrete Piers and Shafts
22-31 63 29 13 | Uncased Drilled Concrete Piers
22-31 63 29 16 | Cased Drilled Concrete Piers
22-31 63 33 | Drilled Micropiles
22-31 64 00 | Caissons
22-31 64 13 | Box Caissons
22-31 64 16 | Excavated Caissons
22-31 64 19 | Floating Caissons
22-31 64 23 | Open Caissons
22-31 64 26 | Pneumatic Caissons
22-31 64 29 | Sheeted Caissons
22-31 66 00 | Special Foundations
22-31 66 13 | Special Piles
22-31 66 13 13 | Rammed Aggregate Piles
22-31 66 15 | Helical Foundation Piles
22-31 66 16 | Special Foundation Walls
22-31 66 16 13 | Anchored Foundation Walls
22-31 66 16 23 | Concrete Cribbing Foundation Walls
22-31 66 16 26 | Metal Cribbing Foundation Walls
22-31 66 16 33 | Manufactured Modular Foundation Walls
22-31 66 16 43 | Mechanically Stabilized Earth Foundation Walls
22-31 66 16 46 | Slurry Diaphragm Foundation Walls
22-31 66 16 53 | Soldier-Beam Foundation Walls
22-31 66 16 56 | Permanently-Anchored Soldier-Beam Foundation Walls
22-31 66 19 | Refrigerated Foundations
22-31 68 00 | Foundation Anchors
22-31 68 13 | Rock Foundation Anchors
22-31 68 16 | Helical Foundation Anchors
22-31 70 00 | Tunneling and Mining
22-31 71 00 | Tunnel Excavation
22-31 71 13 | Shield Driving Tunnel Excavation
22-31 71 16 | Tunnel Excavation by Drilling and Blasting
22-31 71 19 | Tunnel Excavation by Tunnel Boring Machine
22-31 71 23 | Tunneling by Cut and Cover
22-31 72 00 | Tunnel Support Systems
22-31 72 13 | Rock Reinforcement and Initial Support
22-31 72 16 | Steel Ribs and Lagging
22-31 73 00 | Tunnel Grouting
22-31 73 13 | Cement Tunnel Grouting
22-31 73 16 | Chemical Tunnel Grouting
22-31 74 00 | Tunnel Construction
22-31 74 13 | Cast-in-Place Concrete Tunnel Lining
22-31 74 16 | Precast Concrete Tunnel Lining
22-31 74 19 | Shotcrete Tunnel Lining
22-31 75 00 | Shaft Construction
22-31 75 13 | Cast-in-Place Concrete Shaft Lining
22-31 75 16 | Precast Concrete Shaft Lining
22-31 77 00 | Submersible Tube Tunnels
22-31 77 13 | Trench Excavation for Submerged Tunnels
22-31 77 16 | Tube Construction (Outfitting Tunnel Tubes)
22-31 77 19 | Floating and Laying Submerged Tunnels
22-32 00 00 | Exterior Improvements
22-32 01 00 | Operation and Maintenance of Exterior Improvements
22-32 01 11 | Paving Cleaning
22-32 01 11 51 | Rubber and Paint Removal From Paving
22-32 01 11 52 | Rubber Removal From Paving
22-32 01 11 53 | Paint Removal From Paving
22-32 01 13 | Flexible Paving Surface Treatment
22-32 01 13 61 | Slurry Seal (Latex Modified)
22-32 01 13 62 | Asphalt Surface Treatment
22-32 01 16 | Flexible Paving Rehabilitation
22-32 01 16 71 | Cold Milling Asphalt Paving
22-32 01 16 72 | Asphalt Paving Reuse
22-32 01 16 73 | In Place Cold Reused Asphalt Paving
22-32 01 16 74 | In Place Hot Reused Asphalt Paving
22-32 01 16 75 | Heater Scarifying of Asphalt Paving
22-32 01 17 | Flexible Paving Repair
22-32 01 17 61 | Sealing Cracks in Asphalt Paving
22-32 01 17 62 | Stress-Absorbing Membrane Interlayer
22-32 01 19 | Rigid Paving Surface Treatment
22-32 01 19 61 | Sealing of Joints in Rigid Paving
22-32 01 19 62 | Patching of Rigid Paving
22-32 01 23 | Base Course Reconditioning
22-32 01 26 | Rigid Paving Rehabilitation
22-32 01 26 71 | Grooving of Concrete Paving
22-32 01 26 72 | Grinding of Concrete Paving
22-32 01 26 73 | Milling of Concrete Paving
22-32 01 26 74 | Concrete Overlays
22-32 01 26 75 | Concrete Paving Reuse
22-32 01 29 | Rigid Paving Repair
22-32 01 29 61 | Partial Depth Patching of Rigid Paving
22-32 01 29 62 | Concrete Paving Raising
22-32 01 29 63 | Subsealing and Stabilization
22-32 01 30 | Operation and Maintenance of Site Improvements
22-32 01 30 13 | Snow Removal
22-32 01 80 | Operation and Maintenance of Irrigation
22-32 01 90 | Operation and Maintenance of Planting
22-32 01 90 13 | Fertilizing
22-32 01 90 16 | Amending Soils
22-32 01 90 19 | Mowing
22-32 01 90 23 | Pruning
22-32 01 90 26 | Watering
22-32 01 90 29 | Topsoil Preservation
22-32 01 90 33 | Tree and Shrub Preservation
22-32 01 90 91 | Perennials and Grasses Restoration
22-32 05 00 | Common Work Results for Exterior Improvements
22-32 05 05 | Selective Demolition for Exterior Improvements
22-32 05 13 | Soils for Exterior Improvements
22-32 05 16 | Aggregates for Exterior Improvements
22-32 05 19 | Geosynthetics for Exterior Improvements
22-32 05 19 13 | Geotextiles for Exterior Improvements
22-32 05 19 16 | Geomembranes for Exterior Improvements
22-32 05 19 19 | Geogrids for Exterior Improvements
22-32 05 23 | Cement and Concrete for Exterior Improvements
22-32 05 33 | Common Work Results for Planting
22-32 06 00 | Schedules for Exterior Improvements
22-32 06 10 | Schedules for Bases, Ballasts, and Paving
22-32 06 10 13 | Pedestrian Walkway Schedule
22-32 06 30 | Schedules for Site Improvements
22-32 06 30 13 | Retaining Wall Schedule
22-32 06 80 | Schedules for Irrigation
22-32 06 80 13 | Irrigation Piping Schedule
22-32 06 90 | Schedules for Planting
22-32 06 90 13 | Planting Schedule
22-32 08 00 | Commissioning of Exterior Improvements
22-32 10 00 | Bases, Ballasts, and Paving
22-32 11 00 | Base Courses
22-32 11 13 | Subgrade Modifications
22-32 11 13 13 | Lime-Treated Subgrades
22-32 11 13 16 | Bituminous-Treated Subgrades
22-32 11 16 | Subbase Courses
22-32 11 16 13 | Sand-Clay Subbase Courses
22-32 11 16 16 | Aggregate Subbase Courses
22-32 11 23 | Aggregate Base Courses
22-32 11 23 13 | Sand-Clay Base Courses
22-32 11 23 23 | Base Course Drainage Layers
22-32 11 26 | Asphaltic Base Courses
22-32 11 26 13 | Plant Mix Asphaltic Base Courses
22-32 11 26 16 | Road Mix Asphaltic Base Courses
22-32 11 26 19 | Bituminous-Stabilized Base Courses
22-32 11 29 | Lime Treated Base Courses
22-32 11 29 13 | Lime-Fly Ash-Treated Base Courses
22-32 11 33 | Cement-Treated Base Courses
22-32 11 33 13 | Portland Cement-Stabilized Base Courses
22-32 11 36 | Concrete Base Courses
22-32 11 36 11 | Soil-Cement Concrete Base Courses
22-32 11 36 13 | Lean Concrete Base Courses
22-32 11 36 16 | Plain Cement Concrete Base Courses
22-32 11 36 19 | Hydraulic Cement Concrete Base Courses
22-32 11 39 | Shell Base Course
22-32 12 00 | Flexible Paving
22-32 12 13 | Preparatory Coats
22-32 12 13 13 | Tack Coats
22-32 12 13 16 | Asphaltic Tack Coats
22-32 12 13 19 | Prime Coats
22-32 12 13 23 | Asphaltic Prime Coats
22-32 12 16 | Asphalt Paving
22-32 12 16 13 | Plant-Mix Asphalt Paving
22-32 12 16 16 | Road-Mix Asphalt Paving
22-32 12 16 19 | Cold-Mix Asphalt Paving
22-32 12 16 23 | Reinforced Asphalt Paving
22-32 12 16 26 | Fiber-Modified Asphalt Paving
22-32 12 16 29 | Polymer-Modified Asphalt Paving
22-32 12 16 33 | Granulated Rubber-Modified Asphalt Paving
22-32 12 16 36 | Athletic Asphalt Paving
22-32 12 19 | Asphalt Paving Wearing Courses
22-32 12 19 13 | Road-Mix Asphalt Paving Wearing Courses
22-32 12 19 16 | Resin-Modified Asphalt Paving Wearing Courses
22-32 12 19 19 | Porous Friction Asphalt Paving Wearing Courses
22-32 12 33 | Flexible Paving Surface Treatments
22-32 12 36 | Seal Coats
22-32 12 36 13 | Asphaltic Seal and Fog Coats
22-32 12 36 16 | Coal Tar Seal Coats
22-32 12 36 19 | Coal Tar Seal Coats with Unvulcanized Rubber
22-32 12 36 23 | Fuel-Resistant Sealers
22-32 12 43 | Porous Flexible Paving
22-32 12 73 | Asphalt Paving Joint Sealants
22-32 13 00 | Rigid Paving
22-32 13 13 | Concrete Paving
22-32 13 13 13 | Exposed Aggregate Concrete Paving
22-32 13 13 16 | Power-Compacted Concrete Paving
22-32 13 13 17 | Roller-Compacted Concrete Paving
22-32 13 13 19 | Prestressed Concrete Paving
22-32 13 13 23 | Concrete Paving Surface Treatment
22-32 13 13 26 | Stained Concrete Paving
22-32 13 13 33 | Plain Concrete Paving
22-32 13 16 | Decorative Concrete Paving
22-32 13 16 13 | Patterned Concrete Paving
22-32 13 16 19 | Imprinted Concrete Paving
22-32 13 16 23 | Stamped Concrete Paving
22-32 13 43 | Pervious Concrete Paving
22-32 13 73 | Concrete Paving Joint Sealants
22-32 13 73 13 | Fuel-Resistant Concrete Paving Joint Sealants
22-32 13 73 16 | Field-Molded Concrete Paving Joint Sealants
22-32 13 73 19 | Compression Concrete Paving Joint Sealants
22-32 14 00 | Unit Paving
22-32 14 13 | Precast Concrete Unit Paving
22-32 14 13 13 | Interlocking Precast Concrete Unit Paving
22-32 14 13 16 | Precast Concrete Unit Paving Slabs
22-32 14 13 19 | Porous Precast Concrete Unit Paving
22-32 14 16 | Brick Unit Paving
22-32 14 23 | Asphalt Unit Paving
22-32 14 26 | Wood Paving
22-32 14 29 | Rubber Paving
22-32 14 33 | Plastic Paving
22-32 14 33 13 | Permeable Plastic Paving
22-32 14 40 | Stone Paving
22-32 14 43 | Porous Unit Paving
22-32 15 00 | Aggregate Surfacing
22-32 15 13 | Cinder Surfacing
22-32 15 40 | Crushed Stone Surfacing
22-32 15 50 | Aggregate-Turf Pavement
22-32 16 00 | Curbs, Gutters, Sidewalks, and Driveways
22-32 16 13 | Curbs and Gutters
22-32 16 13 13 | Cast-In-Place Concrete Curbs and Gutters
22-32 16 13 16 | Steel Faced Curbs
22-32 16 13 23 | Precast Concrete Curbs and Gutters
22-32 16 13 33 | Asphalt Curbs
22-32 16 13 43 | Stone Curbs
22-32 16 23 | Sidewalks
22-32 16 33 | Driveways
22-32 17 00 | Paving Specialties
22-32 17 13 | Parking Bumpers
22-32 17 13 13 | Metal Parking Bumpers
22-32 17 13 16 | Plastic Parking Bumpers
22-32 17 13 19 | Precast Concrete Parking Bumpers
22-32 17 13 23 | Rubber Parking Bumpers
22-32 17 13 26 | Wood Parking Bumpers
22-32 17 16 | Manufactured Traffic-Calming Devices
22-32 17 23 | Pavement Markings
22-32 17 23 13 | Painted Pavement Markings
22-32 17 23 23 | Raised Pavement Markings
22-32 17 23 33 | Plastic Pavement Markings
22-32 17 26 | Tactile Warning Surfacing
22-32 17 29 | Pavement Embedded Warning Lights
22-32 17 43 | Pavement Snow Melting Systems
22-32 18 00 | Athletic and Recreational Surfacing
22-32 18 13 | Synthetic Grass Surfacing
22-32 18 16 | Synthetic Resilient Surfacing
22-32 18 16 13 | Playground Protective Surfacing
22-32 18 23 | Athletic Surfacing
22-32 18 23 13 | Baseball Field Surfacing
22-32 18 23 16 | Natural Baseball Field Surfacing
22-32 18 23 19 | Synthetic Baseball Field Surfacing
22-32 18 23 23 | Field Sport Surfacing
22-32 18 23 26 | Natural Field Sport Surfacing
22-32 18 23 29 | Synthetic Field Sport Surfacing
22-32 18 23 33 | Running Track Surfacing
22-32 18 23 36 | Natural Running Track Surfacing
22-32 18 23 39 | Synthetic Running Track Surfacing
22-32 18 23 43 | Recreational Court Surfacing
22-32 18 23 53 | Tennis Court Surfacing
22-32 18 23 56 | Natural Tennis Court Surfacing
22-32 18 23 59 | Synthetic Tennis Court Surfacing
22-32 18 23 63 | Equestrian Surfacing
22-32 30 00 | Site Improvements
22-32 31 00 | Fences and Gates
22-32 31 11 | Gate Operators
22-32 31 13 | Chain Link Fences and Gates
22-32 31 13 23 | Recreational Court Fences and Gates
22-32 31 13 26 | Tennis Court Fences and Gates
22-32 31 13 29 | Tennis Court Wind Breaker
22-32 31 13 33 | Chain Link Backstops
22-32 31 13 53 | High-Security Chain Link Fences and Gates
22-32 31 16 | Welded Wire Fences and Gates
22-32 31 17 | Expanded Metal Fences and Gates
22-32 31 19 | Decorative Metal Fences and Gates
22-32 31 19 53 | Decorative Metal Security Fences and Gates
22-32 31 23 | Plastic Fences and Gates
22-32 31 26 | Wire Fences and Gates
22-32 31 26 11 | Wire Fences with Wood Posts
22-32 31 26 13 | Wire Fences with Steel Posts
22-32 31 29 | Wood Fences and Gates
22-32 31 32 | Composite Fences and Gates
22-32 31 53 | Cattle Guards
22-32 31 56 | Wild Life Deterrent Fence
22-32 32 00 | Retaining Walls
22-32 32 13 | Cast-in-Place Concrete Retaining Walls
22-32 32 16 | Precast Concrete Retaining Walls
22-32 32 19 | Unit Masonry Retaining Walls
22-32 32 23 | Segmental Retaining Walls
22-32 32 23 13 | Segmental Concrete Unit Masonry Retaining Walls
22-32 32 23 16 | Manufactured Modular Walls
22-32 32 26 | Metal Crib Retaining Walls
22-32 32 29 | Timber Retaining Walls
22-32 32 34 | Reinforced Soil Retaining Walls
22-32 32 36 | Gabion Retaining Walls
22-32 32 43 | Soldier-Beam Retaining Walls
22-32 32 53 | Stone Retaining Walls
22-32 33 00 | Site Furnishings
22-32 33 13 | Site Bicycle Racks
22-32 33 14 | Site Bicycle Lockers
22-32 33 15 | Site Bicycle Shelters
22-32 33 23 | Site Trash and Litter Receptacles
22-32 33 33 | Site Manufactured Planters
22-32 33 43 | Site Seating and Tables
22-32 33 43 13 | Site Seating
22-32 33 43 53 | Site Tables
22-32 34 00 | Fabricated Bridges
22-32 34 13 | Fabricated Pedestrian Bridges
22-32 34 23 | Fabricated Roadway Bridges
22-32 34 33 | Fabricated Railway Bridges
22-32 35 00 | Screening Devices
22-32 35 13 | Screens and Louvers
22-32 35 16 | Sound Barriers
22-32 35 23 | Fire Barriers
22-32 35 26 | Blast Barriers
22-32 39 00 | Manufactured Site Specialties
22-32 39 13 | Manufactured Metal Bollards
22-32 39 13 11 | Manufactured Metal Security Bollards
22-32 39 16 | Manufactured Fire Pits
22-32 39 33 | Artificial Rock Fabrications
22-32 70 00 | Wetlands
22-32 71 00 | Constructed Wetlands
22-32 72 00 | Wetlands Restoration
22-32 80 00 | Irrigation
22-32 81 00 | Irrigation Components
22-32 81 13 | Irrigation Intake Screens
22-32 82 00 | Irrigation Pumps
22-32 84 00 | Planting Irrigation
22-32 84 13 | Drip Irrigation
22-32 84 23 | Underground Sprinklers
22-32 86 00 | Agricultural Irrigation
22-32 90 00 | Planting
22-32 91 00 | Planting Preparation
22-32 91 13 | Soil Preparation
22-32 91 13 13 | Hydro-Punching
22-32 91 13 16 | Mulching
22-32 91 13 19 | Planting Soil Mixing
22-32 91 13 23 | Structural Soil Mixing
22-32 91 13 26 | Planting Beds
22-32 91 16 | Planting Soil Stabilization
22-32 91 16 13 | Blanket Planting Soil Stabilization
22-32 91 16 16 | Mat Planting Soil Stabilization
22-32 91 16 19 | Netting Planting Soil Stabilization
22-32 91 19 | Landscape Grading
22-32 91 19 13 | Topsoil Placement and Grading
22-32 92 00 | Turf and Grasses
22-32 92 13 | Hydro-Mulching
22-32 92 16 | Plugging
22-32 92 19 | Seeding
22-32 92 19 13 | Mechanical Seeding
22-32 92 19 16 | Hydraulic Seeding
22-32 92 23 | Sodding
22-32 92 26 | Sprigging
22-32 92 26 13 | Stolonizing
22-32 93 00 | Plants
22-32 93 13 | Ground Covers
22-32 93 23 | Plants and Bulbs
22-32 93 33 | Shrubs
22-32 93 43 | Trees
22-32 93 93 | Exterior Artificial Plants
22-32 94 00 | Planting Accessories
22-32 94 13 | Landscape Edging
22-32 94 16 | Landscape Timbers
22-32 94 19 | Landscape Surfacing
22-32 94 33 | Planters
22-32 94 43 | Tree Grates
22-32 94 46 | Tree Grids
22-32 95 00 | Exterior Planting Support Structures
22-32 96 00 | Transplanting
22-32 96 13 | Ground Cover Transplanting
22-32 96 23 | Plant and Bulb Transplanting
22-32 96 33 | Shrub Transplanting
22-32 96 43 | Tree Transplanting
22-33 00 00 | Utilities
22-33 01 00 | Operation and Maintenance of Utilities
22-33 01 10 | Operation and Maintenance of Water Utilities
22-33 01 10 51 | Water Utility Intake Cleaning and Maintenance
22-33 01 10 52 | Reservoir Maintenance
22-33 01 10 53 | Flushing of Water Utility Piping
22-33 01 10 54 | Cleaning of Water Utility Piping
22-33 01 10 56 | Cleaning of Water Utility Storage Tanks
22-33 01 10 57 | Disinfection of Water Supply Wells
22-33 01 10 58 | Disinfection of Water Utility Piping Systems
22-33 01 10 59 | Disinfection of Water Utility Storage Tanks
22-33 01 10 81 | Water Supply Well Abandonment
22-33 01 10 91 | Rehabilitation of Water Supply Wells
22-33 01 10 92 | Redevelopment of Water Supply Wells
22-33 01 12 | Inspection and Testing of Water Utilities
22-33 01 12 11 | Leakage Detection
22-33 01 12 13 | Electrical Continuity Testing
22-33 01 30 | Operation and Maintenance of Sewer Utilities
22-33 01 30 11 | Television Inspection of Sewers
22-33 01 30 13 | Dye Testing of Sewers
22-33 01 30 16 | Smoke Testing
22-33 01 30 23 | Pipe Bursting
22-33 01 30 41 | Cleaning of Sewers
22-33 01 30 42 | Cleaning of Manholes
22-33 01 30 43 | Removal of Protruding Service Connection
22-33 01 30 44 | Chemical Treatment of Roots in Sewer Lines
22-33 01 30 61 | Packer Injection Grouting
22-33 01 30 72 | Cured-in-place Pipe Lining
22-33 01 30 73 | Cured-in-Place Point Repair
22-33 01 30 74 | Cured-in-Place Lateral Lining
22-33 01 30 77 | Cured-in-Place Lateral Shortliners
22-33 01 30 79 | Fold-and-Form Pipe Lining
22-33 01 30 81 | Manhole Rehabilitation
22-33 01 30 82 | Epoxy Lining for Concrete Manholes
22-33 01 30 84 | Manhole Inserts
22-33 01 30 86 | Manhole Rim Adjustment
22-33 01 34 | Operation and Maintenance of Onsite Wastewater Disposal Systems
22-33 01 34 13 | Septic Tank Solids Removal
22-33 01 34 14 | Septic Tank Maintenance
22-33 01 34 19 | Septic Tank Abandonment
22-33 01 34 33 | Maintenance of Onsite Sand Filters
22-33 01 50 | Operation and Maintenance of Hydrocarbon Utilities
22-33 01 50 53 | Cleaning of Hydrocarbon Conveyance Piping
22-33 01 50 56 | Cleaning of Hydrocarbon Storage Tanks
22-33 01 50 73 | Relining of Hydrocarbon Conveyance Piping
22-33 01 50 76 | Relining of Steel Hydrocarbon Storage Tanks
22-33 01 50 81 | Hydrocarbon Well Abandonment
22-33 01 50 91 | Rehabilitation of Hydrocarbon Wells
22-33 01 60 | Operation and Maintenance of Hydronic and Steam Energy Utilities
22-33 01 70 | Operation and Maintenance of Electrical Utilities
22-33 01 70 51 | Electrical Utility Visual Inspection
22-33 01 70 52 | Electrical Utility Thermographic Surveys
22-33 01 70 53 | Electrical Utility Insulation Testing
22-33 01 70 54 | Electrical Utility Insulating Oil/Fluid Analysis
22-33 01 80 | Operation and Maintenance of Communications Utilities
22-33 01 80 51 | Communication Utility Visual Inspection
22-33 01 80 52 | Communication Utility Thermographic Surveys
22-33 05 00 | Common Work Results for Utilities
22-33 05 04 | Selective Demolition for Utilities
22-33 05 05 | Buried Piping Installation
22-33 05 05 11 | Installing Bell-and-Spigot Joints
22-33 05 05 13 | Installing Push-on Joints
22-33 05 05 15 | Installing Butt-and-Strap Joints
22-33 05 05 16 | Installing Mechanical Joints
22-33 05 05 18 | Installing Restrained Joints
22-33 05 05 19 | Fusing Joints
22-33 05 05 31 | Hydrostatic Testing
22-33 05 05 33 | Infiltration and Exfiltration Testing
22-33 05 05 36 | Vacuum Testing
22-33 05 05 41 | Air Testing
22-33 05 05 43 | Mandrel Testing
22-33 05 05 46 | Lamp Testing
22-33 05 07 | Trenchless Installation of Utility Piping
22-33 05 07 13 | Utility Directional Drilling
22-33 05 07 23 | Utility Boring and Jacking
22-33 05 07 24 | Casing Piping for Utility Jacking
22-33 05 07 33 | Tunnelling
22-33 05 07 36 | Microtunnelling
22-33 05 07 43 | Utility Impact Moling
22-33 05 07 53 | Cable Trenching and Plowing
22-33 05 09 | Piping Specials for Utilities
22-33 05 09 13 | Couplings for Utility Piping
22-33 05 09 23 | Adapters for Utility Piping
22-33 05 09 33 | Thrust Restraint for Utility Piping
22-33 05 09 43 | Tapping Sleeves and Saddles for Utility Piping
22-33 05 11 | Aluminum Utility Pipe
22-33 05 12 | Brass Utility Pipe
22-33 05 16 | Cast-Iron Utility Pipe
22-33 05 17 | Copper Utility Pipe and Tubing
22-33 05 19 | Ductile-Iron Utility Pipe
22-33 05 21 | High-Alloy Nickel Utility Pipe and Tubing
22-33 05 23 | Stainless Steel Utility Pipe and Tubing
22-33 05 23 13 | Duplex and Super-Duplex Stainless Steel Utility Pipe
22-33 05 23 23 | 300- and 400-Series Stainless Steel Utility Pipe
22-33 05 23 33 | Special-Fabrication Stainless Steel Utility Pipe and Tubing
22-33 05 24 | Steel Utility Pipe
22-33 05 24 13 | Steel Pipe and Tubing for Air and Gas Service
22-33 05 24 23 | Steel Pipe for Water Service
22-33 05 24 26 | Steel Pipe and Tubing for Utility Liquid Service
22-33 05 24 33 | Steel Pipe for Bulk Materials Conveyance
22-33 05 27 | Corrugated Metal Utility Pipe
22-33 05 27 13 | Corrugated Metal Culvert Pipe
22-33 05 27 23 | Corrugated Metal Slotted Pipe
22-33 05 27 33 | Corrugated Metal Culvert Arch Pipe
22-33 05 31 | Thermoplastic Utility Pipe
22-33 05 31 11 | Polyvinyl Chloride Gravity Sewer Pipe
22-33 05 31 13 | Polyvinyl Chloride Pressure Pipe
22-33 05 31 16 | Polyvinyl Chloride Pressure Pipe for Water Transmission and Distribution (AWWA C900)
22-33 05 31 19 | Fusible Polyvinyl Chloride Pipe
22-33 05 31 21 | Ribbed Polyvinyl Chloride Gravity Pipe
22-33 05 31 23 | Dual-Wall Polyvinyl Chloride Profile Pipe
22-33 05 31 26 | Polyvinyl Chloride Sleeve Pipe
22-33 05 31 27 | Polyvinyl Chloride Perforated Drainage Pipe
22-33 05 31 29 | Polyvinyl Chloride Electrical Duct
22-33 05 31 33 | ABS Utility Pipe
22-33 05 31 43 | Polypropylene Corrugated-Wall, Smooth Interior Utility Pipe
22-33 05 33 | Polyethylene Utility Pipe
22-33 05 33 13 | Corrugated-Wall, Smooth Interior HDPE Gravity Pipe
22-33 05 33 23 | Polyethylene Pressure Pipe and Tubing (AWWA C901 and AWWA C906)
22-33 05 33 33 | Corrugated, Perforated HDPE Drainage Pipe
22-33 05 33 36 | Corrugated, Non-Perforated HDPE Drainage Pipe
22-33 05 33 53 | HDPE Gas Utility Pipe
22-33 05 33 56 | Medium-Density Polyethylene Gas Utility Pipe
22-33 05 33 63 | HDPE Communication Duct
22-33 05 36 | Fiberglass-Reinforced Plastic Utility Pipe
22-33 05 36 13 | Fiberglass-Reinforced Plastic Pipe for Utility Air, Gas, and Odor Service
22-33 05 36 23 | Fiberglass-Reinforced Plastic Pipe for Utility Liquid Service
22-33 05 36 33 | Fiberglass-Reinforced Plastic Pipe for Electrical Service
22-33 05 37 | Centrifugally Cast Fiberglass-Reinforced Polymer Mortar Utility Pipe
22-33 05 39 | Concrete Pipe
22-33 05 39 11 | Concrete Pressure Pipe, Steel-Cylinder Type (AWWA C300)
22-33 05 39 13 | Prestressed Concrete Pressure Pipe, Steel-Cylinder Type (AWWA C301)
22-33 05 39 16 | Reinforced Concrete Pressure Pipe, Non-cylinder Type (AWWA C302)
22-33 05 39 17 | Concrete Pressure Pipe, Bar-Wrapped Steel-Cylinder Type (AWWA C303)
22-33 05 39 23 | Reinforced Concrete Low-Head Pressure Utility Pipe
22-33 05 39 33 | Non-Reinforced Concrete Sewer and Culvert Pipe
22-33 05 39 36 | Non-Reinforced Concrete Irrigation and Drainage Pipe
22-33 05 39 41 | Reinforced Concrete Pipe for Sewers and Culverts
22-33 05 39 43 | Perforated Concrete Utility Pipe
22-33 05 39 46 | Reinforced Concrete Elliptical Pipe for Sewers and Culverts
22-33 05 39 49 | Reinforced Concrete Box Sections for Sewers and Culverts
22-33 05 39 63 | Concrete Pipe Closures
22-33 05 39 66 | Concrete Pipe Thrust Restraints
22-33 05 39 69 | Concrete Pipe Wall Fittings
22-33 05 41 | Vitrified Clay Utility Pipe
22-33 05 43 | Ceramic Drainage Tile
22-33 05 46 | Asbestos Cement Utility Pipe
22-33 05 61 | Concrete Manholes
22-33 05 63 | Concrete Vaults and Chambers
22-33 05 66 | Concrete Distribution Chambers
22-33 05 69 | Concrete Trenchways
22-33 05 71 | Cleanouts
22-33 05 73 | Polyethylene Manholes
22-33 05 76 | Fiberglass Manholes
22-33 05 77 | Fiberglass Metering Manholes
22-33 05 81 | Metallic Castings for Utility Structures
22-33 05 83 | Non-Metallic Accessories for Utility Structures
22-33 05 93 | Common Motor Requirements for Utilities
22-33 05 96 | Vibration and Seismic Controls for Utilities
22-33 05 97 | Identification and Signage for Utilities
22-33 05 97 13 | Signage for Utilities
22-33 05 97 16 | Markers for Utility Identification
22-33 05 97 23 | Underground Utility Warning Tape
22-33 05 97 33 | Utility Identification Flags
22-33 06 00 | Schedules for Utilities
22-33 06 05 | Schedules for Utility Piping
22-33 06 10 | Schedules for Water Utilities
22-33 06 30 | Schedules for Sanitray Sewerage Utilities
22-33 06 40 | Schedules for Stormwater Utilities
22-33 06 40 13 | Stormwater Drainage System Schedules
22-33 06 50 | Schedules for Hydrocarbon Utilities
22-33 06 60 | Schedules for Hydronic and Steam Energy Utilities
22-33 06 70 | Schedules for Electrical Utilities
22-33 06 80 | Schedules for Communications Utilities
22-33 08 00 | Commissioning of Utilities
22-33 08 10 | Commissioning of Water Utilities
22-33 08 30 | Commissioning of Sanitary Sewerage Utilities
22-33 08 40 | Commissioning of Stormwater Utilities
22-33 08 50 | Commissioning of Hydrocarbon Utilities
22-33 08 60 | Commissioning of Hydronic and Steam Energy Utilities
22-33 08 70 | Commissioning of Electrical Utilities
22-33 08 80 | Commissioning of Communications Utilities
22-33 09 00 | Instrumentation and Control for Utilities
22-33 09 01 | Utility Meter Registers
22-33 09 01 13 | Mechanical Registers
22-33 09 01 23 | Pulse Registers
22-33 09 01 33 | Encoder Registers
22-33 09 02 | Touch-based Utility Meter Reading Equipment
22-33 09 03 | Handheld Radio Frequency Utility Meter Reading Equipment
22-33 09 04 | Mobile Radio Frequency Utility Meter Reading Equipment
22-33 09 05 | Fixed-Network Radio Frequency Utility Meter Reading Equipment
22-33 09 06 | Satellite Radio Frequency Utility Meter Reading Equipment
22-33 09 07 | Power Line Communication Utility Meter Reading Equipment
22-33 09 08 | Wireless Local Area Network Utility Meter Reading Equipment
22-33 09 09 | Meter Data Acquisition and Hosting Software
22-33 09 10 | Instrumentation and Control for Water Utilities
22-33 09 30 | Instrumentation and Control for Sanitary Sewerage Utilities
22-33 09 40 | Instrumentation and Control for Stormwater Utilities
22-33 09 50 | Instrumentation and Control for Hydrocarbon Utilities
22-33 09 53 | Leak Detection for Hydrocarbon Systems
22-33 09 60 | Instrumentation and Control for Hydronic and Steam Energy Utilities
22-33 09 70 | Instrumentation and Control for Electrical Utilities
22-33 09 80 | Instrumentation and Control for Communications Utilities
22-33 10 00 | Water Utilities
22-33 11 00 | Groundwater Sources
22-33 11 11 | Test Wells
22-33 11 13 | Potable Water Supply Wells
22-33 11 16 | Irrigation Wells
22-33 11 19 | Aquifer Recharging Wells
22-33 11 33 | Vertically Suspended Dry-Location Centrifugal Well Pumps
22-33 11 36 | Submersible Centrifugal Well Pumps
22-33 11 39 | Jet-Type Well Pumps
22-33 11 53 | Monitoring Wells
22-33 12 00 | Surface Water Sources
22-33 12 11 | Intake Structure Systems
22-33 12 13 | Intake Cribs
22-33 12 16 | Intake Drop and Riser Shafts
22-33 12 31 | Reservoir Weight-tensioned, Defined Sump Floating Covers
22-33 12 31 13 | Reservoir Weight-tensioned, Defined Sump Polyethylene-reinforced Floating Covers
22-33 12 31 23 | Reservoir Weight-tensioned, Defined Sump Polypropylene-reinforced Floating Covers
22-33 12 33 | Reservoir Mechanically-tensioned Floating Covers
22-33 12 33 13 | Reservoir Mechanically-tensioned Polyethylene-reinforced Floating Covers
22-33 12 33 23 | Reservoir Mechanically-tensioned Polypropylene-reinforced Floating Covers
22-33 12 36 | Reservoir Short-term Floating Covers
22-33 12 39 | Reservoir Ball Floating Covers
22-33 12 43 | Floats for Reservoir Floating Covers
22-33 12 46 | Appurtenances for Reservoir Floating Covers
22-33 12 53 | Reservoir Flexible Baffle Curtains
22-33 14 00 | Water Utility Transmission and Distribution
22-33 14 11 | Water Utility Transmission Piping
22-33 14 13 | Public Water Utility Distribution Piping
22-33 14 16 | Site Water Utility Distribution Piping
22-33 14 17 | Site Water Utility Service Laterals
22-33 14 19 | Valves and Hydrants for Water Utility Service
22-33 14 23 | Enclosures for Water Utility Piping and Valves
22-33 14 23 11 | Heated, Insulated Aluminum Enclosures for Water Utility Piping and Valves
22-33 14 23 13 | Heated, Insulated Fiberglass Enclosures for Water Utility Piping and Valves
22-33 14 23 16 | Unheated, Insulated Aluminum Enclosures for Water Utility Piping and Valves
22-33 14 23 17 | Unheated, Insulated Fiberglass Enclosures for Water Utility Piping and Valves
22-33 14 23 23 | Fiberglass Artificial Rock Enclosures for Water Utility Piping and Valves
22-33 14 23 26 | Plastic Artificial Rock Enclosures for Water Utility Piping and Valves
22-33 14 23 33 | Enclosures for Water Utility Air Valves
22-33 14 43 | Packaged Pumping Systems for Water Utility Service
22-33 16 00 | Water Utility Storage Tanks
22-33 16 11 | Elevated Composite Water Storage Tanks
22-33 16 13 | Elevated Pillar-Type Steel Water Storage Tanks
22-33 16 16 | Multi-Column Elevated Steel Water Storage Tanks
22-33 16 19 | Elevated Spheroid Steel Water Storage Tanks
22-33 16 23 | Ground-Level Steel Water Storage Tanks
22-33 16 31 | Ground-Level AWWA D110 Type I Prestressed Concrete Water Storage Tanks
22-33 16 32 | Ground-Level AWWA D110 Type II Prestressed Concrete Water Storage Tanks
22-33 16 33 | Ground-Level AWWA D110 Type III Prestressed Concrete Water Storage Tanks
22-33 16 36 | Ground-Level Reinforced Concrete Water Storage Tanks
22-33 16 53 | Ground-Level Metal Water Storage Cisterns
22-33 16 56 | Ground-Level Plastic Water Storage Cisterns
22-33 16 61 | Underground Concrete Water Storage Cisterns
22-33 16 63 | Underground Non-Metallic Water Storage Cisterns
22-33 16 66 | Underground Plastic Modular Water Storage Cisterns
22-33 16 93 | Water Storage Tank Interior Curtain Walls
22-33 16 96 | Water Storage Tank Appurtenances
22-33 19 00 | Water Utility Metering Equipment
22-33 19 13 | Positive Displacement Water Meters
22-33 19 13 13 | Oscillating Piston Water Meters
22-33 19 13 23 | Nutating Disc Water Meters
22-33 19 16 | Velocity-Type Water Meters
22-33 19 16 13 | Single-Jet Water Meters
22-33 19 16 16 | Multi-Jet Water Meters
22-33 19 16 23 | Turbine Water Meters
22-33 19 16 26 | Fire-Type Turbine Water Meters
22-33 19 16 29 | Portable Fire Hydrant-Type Turbine Water Meters
22-33 19 16 33 | Propeller Water Meters
22-33 19 19 | Compound Water Meters
22-33 19 23 | Magnetic Water Meters
22-33 19 26 | Ultrasonic Water Meters
22-33 19 29 | Pre-paid Water Meters
22-33 30 00 | Sanitary Sewerage
22-33 31 00 | Sanitary Sewerage Piping
22-33 31 11 | Public Sanitary Sewerage Gravity Piping
22-33 31 13 | Site Sanitary Sewerage Gravity Piping
22-33 31 16 | Site Sanitary Sewerage Gravity Service Laterals
22-33 31 19 | Small-Diameter Sanitary Sewerage Gravity Piping
22-33 31 23 | Sanitary Sewerage Force Main Piping
22-33 31 26 | Sanitary Pressure Sewer Piping
22-33 31 29 | STEP System Piping
22-33 32 00 | Sanitary Sewerage Equipment
22-33 32 11 | Field-Erected Wastewater Pumping Stations
22-33 32 13 | Packaged Wastewater Pumping Stations
22-33 32 16 | Packaged Wastewater Grinder Pump Assemblies
22-33 32 19 | Septic Tank Effluent Pumps
22-33 32 26 | Pneumatic Sewage Ejectors
22-33 32 33 | Wastewater Collection Vacuum Stations
22-33 32 36 | Pneumatic Wastewater Vacuum Valve Sumps
22-33 34 00 | Onsite Wastewater Disposal
22-33 34 13 | Septic Tanks
22-33 34 13 13 | Concrete Septic Tanks
22-33 34 13 23 | Fiberglass Septic Tanks
22-33 34 13 33 | Polyethylene Septic Tanks
22-33 34 16 | Septic Tank Effluent Filters
22-33 34 16 13 | Septic Tank Gravity Effluent Filters
22-33 34 16 16 | Septic Tank Pressurized Effluent Filters
22-33 34 19 | Septic Tank Accessories
22-33 34 23 | Onsite Aerobic Equipment
22-33 34 33 | Onsite Intermittent Wastewater Filtration Systems
22-33 34 36 | Onsite Recirculating Wastewater Filtration Systems
22-33 34 51 | Drainage Field System
22-33 34 53 | Distribution Chambers
22-33 34 53 13 | Drainage Field Concrete Distribution Chambers
22-33 34 53 23 | Drainage Field Fiberglass Distribution Chambers
22-33 34 53 33 | Drainage Field Polyethylene Distribution Chambers
22-33 34 56 | Drainage Field Dosing Chambers
22-33 34 57 | Drainage Field Infiltration Chambers
22-33 36 00 | Wastewater Utility Storage Tanks
22-33 36 23 | Ground-Level Steel Wastewater Storage Tanks
22-33 36 31 | Ground-Level AWWA D110 Type I Prestressed Concrete Wastewater Storage Tanks
22-33 36 32 | Ground-Level AWWA D110 Type II Prestressed Concrete Wastewater Storage Tanks
22-33 36 33 | Ground-Level AWWA D110 Type III Prestressed Concrete Wastewater Storage Tanks
22-33 36 36 | Ground-Level Reinforced Concrete Wastewater Storage Tanks
22-33 36 43 | Underground Reinforced Concrete Wastewater Storage Tanks
22-33 36 53 | Wastewater Storage Tunnel Systems
22-33 37 00 | Overflow Control
22-33 37 13 | Bending Weirs
22-33 37 16 | Spring-loaded Weirs
22-33 37 23 | Flow Regulators
22-33 37 33 | Swirl Concentrators
22-33 37 36 | Vortex-Type Hydrodynamic Separators
22-33 37 43 | Netting Systems
22-33 37 46 | End-of-Pipe In-water Storage Systems
22-33 40 00 | Stormwater Utilities
22-33 41 00 | Subdrainage
22-33 41 13 | Foundation Drainage
22-33 41 13 13 | Foundation Drainage Piping
22-33 41 13 16 | Geocomposite Foundation Drainage
22-33 41 16 | Subdrainage Piping
22-33 41 16 16 | Geocomposite Subdrainage
22-33 41 16 19 | Pipe Underdrains
22-33 41 19 | Underslab Drainage
22-33 41 19 13 | Underslab Drainage Piping
22-33 41 19 16 | Geocomposite Underslab Drainage
22-33 41 23 | Drainage Layers
22-33 41 23 16 | Gravel Drainage Layers
22-33 41 23 19 | Geosynthetic Drainage Layers
22-33 41 33 | Retaining Wall Drainage
22-33 41 43 | Synthetic-Media French Drains
22-33 42 00 | Stormwater Conveyance
22-33 42 11 | Stormwater Gravity Piping
22-33 42 13 | Stormwater Culverts
22-33 42 16 | Stormwater Force Main Piping
22-33 42 23 | Headwalls and Endwalls for Stormwater Piping
22-33 42 26 | End Sections for Stormwater Piping
22-33 42 26 11 | Aluminum End Sections for Stormwater Piping
22-33 42 26 13 | Steel End Sections for Stormwater Piping
22-33 42 26 16 | Corrugated Metal End Sections for Stormwater Piping
22-33 42 26 23 | Concrete End Sections for Stormwater Piping
22-33 42 31 | Stormwater Area Drains and Inlets
22-33 42 33 | Stormwater Curbside Drains and Inlets
22-33 42 36 | Stormwater Trench Drains
22-33 42 41 | Gratings and Frames for Stormwater Drainage Inlets
22-33 42 41 11 | Aluminum Gratings and Frames for Stormwater Drainage Inlets
22-33 42 41 21 | Brass Gratings and Frames for Stormwater Drainage Inlets
22-33 42 41 31 | Cast-Iron Gratings and Frames for Stormwater Drainage Inlets
22-33 42 41 41 | Chrome Gratings and Frames for Stormwater Drainage Inlets
22-33 42 41 51 | Steel Gratings and Frames for Stormwater Drainage Inlets
22-33 42 41 61 | Fiberglass Gratings and Frames for Stormwater Drainage Inlets
22-33 44 00 | Stormwater Utility Equipment
22-33 44 11 | Field-Erected Stormwater Pumping Stations
22-33 44 13 | Packaged Stormwater Pumping Stations
22-33 44 21 | Stormwater Downspout Filters
22-33 44 23 | Inline Stormwater Filters
22-33 44 26 | Stormwater Catch Basin Insert Filters
22-33 44 27 | Stormwater Trench Drain Insert Filters
22-33 44 31 | Stormwater Membrane Filtration
22-33 44 33 | Stormwater Trash and Debris Guards
22-33 44 36 | Oil and Stormwater Separators
22-33 44 43 | Vortex-Type Hydrodynamic Separators
22-33 44 53 | Stormwater Area Drainage Pop-up Relief Valves
22-33 46 00 | Stormwater Management
22-33 46 11 | Stormwater Ponds
22-33 46 11 13 | Stormwater Detention Ponds
22-33 46 11 23 | Stormwater Retention Ponds
22-33 46 11 33 | Fire Protection Ponds
22-33 46 11 43 | Cooling Water Ponds
22-33 46 16 | Outlet Structures for Stormwater Ponds
22-33 46 16 13 | Stormwater Pond Concrete Outlet Structures
22-33 46 16 23 | Stormwater Pond Fiberglass Outlet Structures
22-33 46 23 | Modular Buried Stormwater Storage Units
22-33 46 39 | Rain Barrels
22-33 46 53 | Stormwater Leaching Pits
22-33 46 56 | Tree Box Filters
22-33 46 59 | Concrete Modular Biofiltration Cells
22-33 46 63 | Swale Protection Prefilters
22-33 50 00 | Hydrocarbon Utilities
22-33 51 00 | Hydrocarbon Sources
22-33 51 13 | Appraisal Wells for Liquid Hydrocarbons
22-33 51 16 | Appraisal Wells for Gaseous Hydrocarbons
22-33 51 23 | Production Wells for Liquid Hydrocarbons
22-33 51 26 | Production Wells for Gaseous Hydrocarbons
22-33 51 33 | Liquid Injection Wells
22-33 51 36 | Gas Injection Wells
22-33 51 39 | Monitoring Wells
22-33 51 53 | Reciprocating Pumpjack
22-33 51 56 | Submersible Liquid Hydrocarbon Pumps
22-33 52 00 | Hydrocarbon Transmission and Distribution
22-33 52 13 | Liquid Hydrocarbon Piping
22-33 52 16 | Gas Hydrocarbon Piping
22-33 52 16 13 | Steel Natural Gas Piping
22-33 52 16 23 | Medium Density Polyethylene Piping for Natural Gas
22-33 52 16 26 | High Density Polyethylene Piping for Natural Gas
22-33 52 19 | Hydrocarbon Piping Handling
22-33 52 19 13 | Hydrocarbon Piping Stringing, Storing, and Stacking
22-33 52 23 | Hydrocarbon Piping Welding
22-33 52 23 13 | Liquid Hydrocarbon Piping Welding
22-33 52 23 16 | Gas Hydrocarbon Piping Welding
22-33 52 26 | Hydrocarbon Piping Pigging
22-33 52 26 13 | Hydrocarbon Piping Pig Launchers
22-33 52 26 16 | Hydrocarbon Piping Pig Receivers
22-33 52 26 23 | Pigs for Hydrocarbon Piping
22-33 53 00 | Hydrocarbon Utility Pressure Regulation
22-33 53 13 | Liquid Hydrocarbon Pressure Regulation
22-33 53 16 | Gas Hydrocarbon Pressure Regulation
22-33 54 00 | Hydrocarbon Utility Safety Equipment
22-33 54 13 | Liquid Hydrocarbon Leak Detection Equipment
22-33 54 16 | Gas Hydrocarbon Leak Detection Equipment
22-33 54 23 | Hydrocarbon Pipeline Venting
22-33 54 23 13 | Liquid Hydrocarbon Pipeline Venting
22-33 54 23 16 | Gas Hydrocarbon Pipeline Venting
22-33 56 00 | Hydrocarbon Storage
22-33 56 13 | Aboveground Hydrocarbon Storage Tanks
22-33 56 21 | Ground-Level Fixed Roof Hydrocarbon Storage Tanks
22-33 56 21 13 | Double-Wall Ground-Level Fixed Roof Metallic Hydrocarbon Storage Tanks
22-33 56 21 16 | Single-Wall Ground-Level Fixed Roof Metallic Hydrocarbon Storage Tanks
22-33 56 21 23 | Single-Wall Ground-Level Fixed Roof Non-Metallic Hydrocarbon Storage Tanks
22-33 56 21 26 | Double-Wall Ground-Level Fixed Roof Non-Metallic Hydrocarbon Storage Tanks
22-33 56 23 | Ground-Level External Floating Roof Hydrocarbon Storage Tanks
22-33 56 26 | Ground-Level Internal Floating Roof Hydrocarbon Storage Tanks
22-33 56 33 | Underground Hydrocarbon Storage
22-33 56 33 13 | Double-Wall Metallic Underground Hydrocarbon Storage Tanks
22-33 56 33 23 | Single-Wall Metallic Underground Hydrocarbon Storage Tanks
22-33 56 33 26 | Single-Wall Non-Metallic Underground Hydrocarbon Storage Tanks
22-33 56 33 29 | Double-Wall Non-Metallic Underground Hydrocarbon Storage Tanks
22-33 56 33 43 | Underground Hydrocarbon Storage Caverns
22-33 56 43 | Aviation Fuel Storage Tanks
22-33 56 43 13 | Ground-Level Aviation Fuel Storage Tanks
22-33 56 43 53 | Underground Aviation Fuel Storage Tanks
22-33 56 53 | Compressed Gaseous Hydrocarbon Storage Tanks
22-33 56 60 | Moveable Hydrocarbon Storage Tanks
22-33 56 93 | Hydrocarbon Tank Linings
22-33 56 96 | Hydrocarbon Storage Tank Appurtenances
22-33 57 00 | Bulk Hydrocarbons Receiving/Dispensing Equipment
22-33 59 00 | Hydrocarbon Utility Metering
22-33 59 11 | Diaphragm/Bellows Hydrocarbons Meters
22-33 59 13 | Hydrocarbons Rotary Meters
22-33 59 16 | Hydrocarbons Turbine Meters
22-33 59 19 | Hydrocarbons Orifice Meters
22-33 59 23 | Hydrocarbons Ultrasonic Flow Meters
22-33 59 26 | Hydrocarbons Coriolis Meters
22-33 59 43 | Liquid Hydrocarbon Sampling and Quality Analysis Instrumentation
22-33 59 46 | Gas Hydrocarbon Sampling and Quality Analysis Instrumentation
22-33 60 00 | Hydronic and Steam Energy Utilities
22-33 61 00 | Hydronic Energy Distribution
22-33 61 13 | Buried Hydronic Energy Distribution
22-33 61 23 | Ground-Level Hydronic Energy Distribution
22-33 61 27 | Prefabricated Energy Distribution
22-33 61 29 | Pre-Engineered, Field-Assembled Energy Distribution
22-33 61 33 | Hydronic Energy Distribution Metering
22-33 63 00 | Steam Energy Distribution
22-33 63 13 | Underground Steam and Condensate Distribution Piping
22-33 63 13 13 | Shallow-Trench Steam Distribution Piping
22-33 63 13 16 | Utilidor Steam Distribution Piping
22-33 63 23 | Ground-Level Steam and Condensate Distribution Piping
22-33 63 33 | Steam Energy Distribution Metering
22-33 70 00 | Electrical Utilities
22-33 71 00 | Electrical Utility Transmission and Distribution
22-33 71 13 | Electrical Utility Towers
22-33 71 13 13 | Precast Concrete Electrical Utility Towers
22-33 71 13 23 | Steel Electrical Utility Towers
22-33 71 13 33 | Wood Electrical Utility Towers
22-33 71 16 | Electrical Poles
22-33 71 16 13 | Precast Concrete Electrical Utility Poles
22-33 71 16 23 | Steel Electrical Utility Poles
22-33 71 16 33 | Wood Electrical Utility Poles
22-33 71 19 | Electrical Underground Ducts, Ductbanks,And Manholes
22-33 71 19 13 | Electrical Manholes and Handholes
22-33 71 19 23 | Trenched Electrical Underground Duct and Ductbanks
22-33 71 19 33 | Trenchless Electrical Underground Duct and Ductbanks
22-33 71 23 | Insulators and Fittings
22-33 71 23 13 | Suspension Insulators
22-33 71 23 16 | Post Insulators
22-33 71 23 23 | Potheads
22-33 71 26 | Transmission and Distribution Equipment
22-33 71 26 13 | Capacitor Banks
22-33 71 26 16 | Coupling Capacitors
22-33 71 26 23 | Current Transformers
22-33 71 26 26 | Potential Transformers
22-33 71 36 | Extra-High-Voltage Transmission Wiring
22-33 71 36 13 | Overhead Extra-High-Voltage Transmission Wiring
22-33 71 39 | High-Voltage Transmission Wiring
22-33 71 39 13 | Overhead High-Voltage Transmission Wiring
22-33 71 39 23 | Underground High-Voltage Transmission Wiring
22-33 71 39 33 | Underwater High-Voltage Transmission Wiring
22-33 71 49 | Medium-Voltage Transmission Wiring
22-33 71 49 13 | Overhead Medium-Voltage Transmission Wiring
22-33 71 49 23 | Underground Medium-Voltage Transmission Wiring
22-33 71 49 33 | Underwater Medium-Voltage Transmission Wiring
22-33 71 53 | Direct-Current Transmission
22-33 71 73 | Electrical Utility Services
22-33 71 83 | Transmission and Distribution Specialties
22-33 72 00 | Utility Substations
22-33 72 13 | Deadend Structures
22-33 72 23 | Structural Bus Supports
22-33 72 23 13 | Bus Support Insulators
22-33 72 26 | Substation Bus Assemblies
22-33 72 26 13 | Aluminum Substation Bus Assemblies
22-33 72 26 16 | Copper Substation Bus Assemblies
22-33 72 33 | Control House Equipment
22-33 72 33 13 | Relays
22-33 72 33 16 | Substation Control Panels
22-33 72 33 23 | Power-Line Carriers
22-33 72 33 26 | Substation Metering
22-33 72 33 43 | Substation DC Supply
22-33 72 43 | Substation Control Wiring
22-33 72 53 | Shunt Reactors
22-33 72 63 | Substation Disconnect Switches
22-33 72 63 13 | Vertical Break Disconnect Switches
22-33 72 63 16 | Double End Break Disconnect Switches
22-33 72 63 19 | Double End Break "Vee" Disconnect Switches
22-33 72 63 21 | Center Break Disconnect Switches
22-33 72 63 23 | Center Break "Vee" Disconnect Switches
22-33 72 63 26 | Single Side Break Disconnect Switches
22-33 72 63 27 | Vertical Reach Disconnect Switches
22-33 72 63 29 | Grounding for Substation Disconnect Switches
22-33 72 63 31 | Hook Sticks
22-33 73 00 | Utility Transformers
22-33 73 13 | Liquid-Filled Utility Transformers
22-33 73 23 | Dry-Type Utility Transformers
22-33 74 00 | Extra High Voltage (EHV) Switchgear and protection devices
22-33 74 13 | Air EHV Circuit Breaker
22-33 74 16 | Oil EHV Circuit Breaker
22-33 74 19 | Gas EHV Circuit Breaker
22-33 74 30 | EHV Disconnect Switch
22-33 74 36 | EHV Utility Fuses
22-33 74 39 | EHV Surge Arresters
22-33 74 40 | EHV Rod Gap
22-33 74 43 | EVH Shunt Reactors
22-33 74 43 13 | EHV Shunt Reactor Banks
22-33 74 43 16 | EHV Current Limiting Reactors
22-33 75 00 | High-Voltage Switchgear and Protection Devices
22-33 75 13 | Air High-Voltage Circuit Breaker
22-33 75 16 | Oil High-Voltage Circuit Breaker
22-33 75 19 | Gas High-Voltage Circuit Breaker
22-33 75 23 | Vacuum High-Voltage Circuit Breaker
22-33 75 30 | High-Voltage Disconnect Switch
22-33 75 36 | High-Voltage Utility Fuses
22-33 75 39 | High-Voltage Surge Arresters
22-33 75 40 | High-Voltage Rod Gap
22-33 77 00 | Medium-Voltage Utility Switchgear and Protection Devices
22-33 77 13 | Air Medium-Voltage Circuit Breaker
22-33 77 16 | Oil Medium-Voltage Circuit Breaker
22-33 77 19 | Gas Medium-Voltage Circuit Breaker
22-33 77 23 | Vacuum Medium-Voltage Circuit Breaker
22-33 77 26 | Medium-Voltage Utility Fusible Interrupter Switchgear
22-33 77 30 | Medium-Voltage Disconnect Switch
22-33 77 33 | Medium-Voltage Utility Cutouts
22-33 77 36 | Medium-Voltage Utility Fuses
22-33 77 39 | Medium-Voltage Utility Surge Arresters
22-33 77 40 | Medium-Voltage Rod Gap
22-33 77 53 | Medium-Voltage Utility Reclosers
22-33 78 00 | Substation Converter Stations
22-33 79 00 | Site Grounding
22-33 79 13 | Site Improvement Grounding
22-33 79 13 13 | Fence Grounding
22-33 79 16 | Tower Grounding
22-33 79 16 13 | Communications Tower Grounding
22-33 79 16 16 | Antenna Tower Grounding
22-33 79 19 | Utilities Grounding
22-33 79 19 13 | Electrical Utilities Grounding
22-33 79 19 16 | Communications Utilities Grounding
22-33 79 23 | Utility Substation Grounding
22-33 79 83 | Site Grounding Conductors
22-33 79 93 | Site Lightning Protection
22-33 79 93 13 | Lightning Arrestors
22-33 79 93 16 | Lightning Strike Counters
22-33 79 93 19 | Lightning Strike Warning Devices
22-33 80 00 | Communications Utilities
22-33 81 00 | Communications Structures
22-33 81 13 | Monopole Communications Towers
22-33 81 16 | Lattice Communications Towers
22-33 81 19 | Guyed Communications Towers
22-33 81 21 | Concealed Communications Towers
22-33 81 23 | Broadcast Communications Towers
22-33 81 27 | Aerial Cable Installation Hardware
22-33 81 29 | Communications Vaults, Pedestals, and Enclosures
22-33 81 63 | Cell Site Shelter Equipment
22-33 81 63 16 | DC Rectifiers
22-33 81 63 19 | Backup Batteries
22-33 81 63 23 | Baseband Microwave Processing
22-33 81 63 26 | Base Station Transceivers
22-33 81 63 43 | Remote Monitoring
22-33 82 00 | Communications Transmission and Distribution
22-33 82 13 | Copper Communications Transmission and Distribution Cabling
22-33 82 13 13 | Copper Splicing and Terminations
22-33 82 23 | Optical Fiber Communications Transmission and Distribution Cabling
22-33 82 23 13 | Optical Fiber Splicing and Terminations
22-33 82 33 | Coaxial Communications Transmission and Distribution Cabling
22-33 82 33 13 | Coaxial Splicing and Terminations
22-33 82 43 | Grounding and Bonding for Communications Transmission and Distribution
22-33 82 46 | Cable Pressurization Equipment
22-33 82 53 | Cleaning, Lubrication, and Restoration Chemicals
22-33 82 63 | Shelter Equipment
22-33 82 63 13 | Transceivers
22-33 82 63 16 | Control Panels
22-33 82 63 23 | Power-Line Carriers
22-33 82 63 43 | Backup Batteries
22-33 83 00 | Wireless Communications Transmission and Distribution
22-33 83 13 | Laser Transmitters and Receivers
22-33 83 16 | Microwave Transmitters and Receivers
22-33 83 17 | Microwave Antennas
22-33 83 17 13 | Microwave Waveguides
22-33 83 19 | Infrared Transmitters and Receivers
22-33 83 23 | Radio Antennas
22-34 00 00 | Transportation
22-34 01 00 | Operation and Maintenance of Transportation
22-34 01 13 | Operation and Maintenance of Roadways
22-34 01 23 | Operation and Maintenance of Railways
22-34 01 23 13 | Track Removal and Salvage
22-34 01 23 81 | Track Crosstie Replacement
22-34 01 33 | Operation and Maintenance of Airfields
22-34 01 43 | Operation and Maintenance of Bridges
22-34 05 00 | Common Work Results for Transportation
22-34 05 05 | Selective Demolition for Transportation
22-34 05 13 | Common Work Results for Roadways
22-34 05 23 | Common Work Results for Railways
22-34 05 33 | Common Work Results for Airports
22-34 05 43 | Common Work Results for Bridges
22-34 06 00 | Schedules for Transportation
22-34 06 13 | Schedules for Roadways
22-34 06 23 | Schedules for Railways
22-34 06 33 | Schedules for Airfields
22-34 06 43 | Schedules for Bridges
22-34 08 00 | Commissioning of Transportation
22-34 08 13 | Commissioning of Roadways
22-34 08 23 | Commissioning of Railways
22-34 08 33 | Commissioning of Airfields
22-34 08 43 | Commissioning of Bridges
22-34 10 00 | Guideways/Railways
22-34 11 00 | Rail Tracks
22-34 11 13 | Track Rails
22-34 11 13 13 | Light Rail Track
22-34 11 13 23 | Heavy Rail Track
22-34 11 16 | Welded Track Rails
22-34 11 16 13 | In-Track Butt-Welded Track Rail
22-34 11 16 16 | Pressure-Welded Track Rail
22-34 11 16 19 | Thermite-Welded Track Rail
22-34 11 19 | Track Rail Joints
22-34 11 23 | Special Trackwork
22-34 11 23 13 | Ballasted Special Track Rail
22-34 11 23 16 | Direct-Fixation Track
22-34 11 23 23 | Running Rail
22-34 11 23 26 | Precurved Running Rail
22-34 11 26 | Ballasted Track Rail
22-34 11 26 13 | Track Rail Ballast
22-34 11 26 16 | Track Rail Subballast
22-34 11 29 | Embedded Track Rail
22-34 11 33 | Track Cross Ties
22-34 11 33 13 | Concrete Track Cross Ties
22-34 11 33 16 | Timber Track Cross Ties
22-34 11 33 19 | Resilient Track Cross Ties
22-34 11 36 | Track Rail Fasteners
22-34 11 36 13 | Direct-Fixation Fasteners
22-34 11 39 | Track Collector Pans
22-34 11 39 13 | Fiberglass Track Collector Pans
22-34 11 93 | Track Appurtenances and Accessories
22-34 12 00 | Monorails
22-34 12 13 | Elevated Monorails
22-34 12 16 | On-Grade Monorails
22-34 12 19 | Below-Grade Monorails
22-34 12 23 | Maglev Monorail
22-34 12 63 | Monorail Track
22-34 13 00 | Funiculars
22-34 13 13 | Inclined Railway
22-34 14 00 | Cable Transportation
22-34 14 13 | Aerial Tramways
22-34 14 19 | Gondolas
22-34 14 26 | Funitels
22-34 14 33 | Chairlifts
22-34 14 39 | Surface Lifts
22-34 14 46 | Ropeway Tows
22-34 14 53 | Cable Car Systems
22-34 20 00 | Traction Power
22-34 21 00 | Traction Power Distribution
22-34 21 13 | High Power Static Frequency Converters
22-34 21 16 | Traction Power Substations
22-34 21 16 13 | AC Traction Power Substations
22-34 21 16 16 | DC Traction Power Substations
22-34 21 19 | Traction Power Switchgear
22-34 21 19 13 | AC Traction Power Switchgear
22-34 21 19 16 | DC Traction Power Switchgear
22-34 21 19 23 | Frequency Changer
22-34 21 23 | Traction Power Transformer-Rectifier Units
22-34 23 00 | Overhead Traction Power
22-34 23 13 | Traction Power Poles
22-34 23 16 | Overhead Cable Suspension
22-34 23 23 | Overhead Traction Power Cables
22-34 24 00 | Third Rail Traction Power
22-34 24 13 | Bottom-Contact Third Rail
22-34 24 16 | Side-Contact Third Rail
22-34 24 19 | Top-Contact Third Rail
22-34 40 00 | Transportation Signaling and Control Equipment
22-34 41 00 | Roadway Signaling and Control Equipment
22-34 41 13 | Traffic Signals
22-34 41 16 | Traffic Control Equipment
22-34 41 23 | Roadway Monitoring Equipment
22-34 41 33 | In Roadway Warning Lights
22-34 42 00 | Railway Signaling and Control Equipment
22-34 42 13 | Railway Signals
22-34 42 13 13 | General Railway Signal Requirements
22-34 42 13 16 | Signal Solid State Coded Track Circuits
22-34 42 16 | Train Control Wires and Cables
22-34 42 19 | Vital Interlocking Logic Controllers
22-34 42 23 | Railway Control Equipment
22-34 42 23 13 | Mainline Train Control Room Equipment
22-34 42 23 16 | Yard Train Control Room Equipment
22-34 42 23 19 | Integrated Control Equipment
22-34 42 23 23 | Interlocking Railway Control Equipment
22-34 42 26 | Rail Network Equipment
22-34 42 29 | Station Agent Equipment
22-34 42 33 | Yard Management Equipment
22-34 42 36 | Supervisory Control and Data Acquisition
22-34 43 00 | Airfield Signaling and Control Equipment
22-34 43 13 | Airfield Signals and Lighting
22-34 43 13 09 | Airport Rotating Beacons
22-34 43 13 10 | Hazard Beacons
22-34 43 13 11 | Airport Beacon Towers
22-34 43 13 12 | Airport Obstruction Lights
22-34 43 13 13 | Airfield Runway Identification Lights
22-34 43 13 16 | Airfield Runway and Taxiway Inset Lighting
22-34 43 13 19 | Adhesive for Inset Lighting and Wiring
22-34 43 13 23 | Airfield Short-Approach Lighting Equipment
22-34 43 13 26 | Airfield Omni-Directional-Approach Lighting Equipment
22-34 43 13 29 | Airfield Low-Intensity-Approach Lighting Equipment
22-34 43 13 33 | Airfield High-Intensity-Approach Lighting Equipment
22-34 43 13 36 | Airfield Precision-Approach Path Indicator Equipment
22-34 43 16 | Airfield Landing Equipment
22-34 43 16 13 | Microwave Airfield Landing Equipment
22-34 43 16 16 | Instrument Airfield Landing Equipment
22-34 43 16 19 | Airfield Visual-Approach Slope Indicator Equipment
22-34 43 19 | Airfield Traffic Control Tower Equipment
22-34 43 23 | Weather Observation Equipment
22-34 43 23 13 | Automatic Weather Observation Equipment
22-34 43 23 16 | Airfield Wind Cones
22-34 43 26 | Airfield Control Equipment
22-34 43 26 13 | Airfield Lighting Control Equipment
22-34 43 26 16 | Airfield Lighting PLC Control Equipment
22-34 43 26 19 | Airfield Lighting Regulator Assembly
22-34 48 00 | Bridge Signaling and Control Equipment
22-34 48 13 | Operating Bridge Signals
22-34 48 16 | Operating Bridge Control Equipment
22-34 50 00 | Transportation Fare Collection Equipment
22-34 52 00 | Vehicle Fare Collection
22-34 52 16 | Vehicle Ticketing Equipment
22-34 52 16 13 | Vehicle Ticket Vending Machines
22-34 52 26 | Vehicle Fare Collection Equipment
22-34 52 26 13 | Vehicle Coin Fare Collection Equipment
22-34 52 26 16 | Vehicle Electronic Fare Collection Equipment
22-34 52 33 | Vehicle Fare Gates
22-34 54 00 | Passenger Fare Collection
22-34 54 16 | Passenger Ticketing Equipment
22-34 54 16 13 | Passenger Ticket Vending Machines
22-34 54 16 16 | Passenger Addfare Machines
22-34 54 16 23 | Passenger Intermodal Transfer Machines
22-34 54 26 | Passenger Fare Collection Equipment
22-34 54 26 13 | Passenger Coin Fare Collection Equipment
22-34 54 26 16 | Passenger Electronic Fare Collection Equipment
22-34 54 33 | Passenger Fare Gates
22-34 70 00 | Transportation Construction and Equipment
22-34 71 00 | Roadway Construction
22-34 71 13 | Vehicle Barriers
22-34 71 13 13 | Vehicle Median Barriers
22-34 71 13 16 | Vehicle Crash Barriers
22-34 71 13 19 | Vehicle Traffic Barriers
22-34 71 13 26 | Vehicle Guide Rails
22-34 71 13 29 | Vehicle Barrier Fenders
22-34 71 16 | Impact Attenuating Devices
22-34 71 19 | Vehicle Delineators
22-34 71 19 13 | Fixed Vehicle Delineators
22-34 71 19 16 | Flexible Vehicle Delineators
22-34 72 00 | Railway Construction
22-34 72 13 | Railway Line
22-34 72 16 | Railway Siding
22-34 73 00 | Airfield Construction
22-34 73 13 | Aircraft Tiedowns
22-34 73 16 | Airfield Grounding
22-34 73 16 13 | Aircraft Static Grounding
22-34 73 19 | Jet Blast Barriers
22-34 73 23 | Manufactured Airfield Control Towers
22-34 73 26 | Manufactured Helipads
22-34 75 00 | Roadway Equipment
22-34 75 13 | Operable Roadway Equipment
22-34 75 13 13 | Active Vehicle Barriers
22-34 76 00 | Railway Equipment
22-34 76 13 | Roadway Crossing Control Equipment
22-34 77 00 | Transportation Equipment
22-34 77 13 | Passenger Boarding Bridges
22-34 77 13 13 | Fixed Aircraft Passenger Boarding Bridges
22-34 77 13 16 | Movable Aircraft Passenger Boarding Bridges
22-34 77 13 23 | Ship Passenger Boarding Bridges
22-34 77 33 | Baggage Scanning Equipment
22-34 77 36 | Baggage Scales
22-34 77 39 | Baggage Conveying Equipment
22-34 78 00 | Weighing Equipment
22-34 78 13 | Truck Scales
22-34 78 16 | Weighbridges
22-34 78 23 | Railroad Car Scales
22-34 78 33 | Crane Scales
22-34 80 00 | Bridges
22-34 81 00 | Bridge Machinery
22-34 81 13 | Single-Swing Bridge Machinery
22-34 81 16 | Double-Swing Bridge Machinery
22-34 81 19 | Cantilever Bridge Machinery
22-34 81 23 | Lift Bridge Machinery
22-34 81 26 | Sliding Bridge Machinery
22-34 81 29 | Pontoon Bridge Machinery
22-34 81 32 | Bascule Bridge Machinery
22-34 82 00 | Bridge Specialties
22-34 82 13 | Bridge Vibration Dampers
22-34 82 13 13 | Visco Elastic Bridge Vibration Dampers
22-34 82 13 16 | Tuned-Mass Bridge Vibration Dampers
22-34 82 19 | Bridge Pier Protection
22-34 82 19 13 | Bridge Pier Ice Shields
22-35 00 00 | Waterway and Marine Construction
22-35 01 00 | Operation and Maintenance of Waterway and Marine Construction
22-35 01 30 | Operation and Maintenance of Coastal Construction
22-35 01 40 | Operation and Maintenance of Waterway Construction
22-35 01 40 51 | Waterway Dredging
22-35 01 40 92 | Preservation of Water Courses
22-35 01 50 | Operation and Maintenance of Marine Construction
22-35 01 50 51 | Marine Dredging
22-35 01 50 71 | Channel Excavation, Cleaning and Deepening
22-35 01 70 | Operation and Maintenance of Dams
22-35 05 00 | Common Work Results for Waterway and Marine Construction
22-35 05 05 | Selective Demolition for Waterway and Marine Construction
22-35 05 30 | Common Work Results for Coastal Construction
22-35 05 40 | Common Work Results for Waterway Construction
22-35 05 50 | Common Work Results for Marine Construction
22-35 05 70 | Common Work Results for Dams
22-35 06 00 | Schedules for Waterway and Marine Construction
22-35 06 30 | Schedules for Coastal Construction
22-35 06 40 | Schedules for Waterway Construction
22-35 06 50 | Schedules for Marine Construction
22-35 06 70 | Schedules for Dams
22-35 08 00 | Commissioning of Waterway and Marine Construction
22-35 08 30 | Commissioning of Coastal Construction
22-35 08 40 | Commissioning of Waterway Construction
22-35 08 50 | Commissioning of Marine Construction
22-35 08 70 | Commissioning of Dams
22-35 10 00 | Waterway and Marine Signaling and Control Equipment
22-35 11 00 | Signaling and Control Equipment for Waterways
22-35 11 13 | Signaling Equipment for Waterways
22-35 11 53 | Control Equipment for Waterways
22-35 12 00 | Marine Signaling and Control Equipment
22-35 12 13 | Marine Signaling Equipment
22-35 12 13 13 | Lighthouse Equipment
22-35 12 33 | Marine Navigation Equipment
22-35 12 53 | Marine Control Equipment
22-35 13 00 | Signaling and Control Equipment for Dams
22-35 13 13 | Signaling Equipment for Dams
22-35 13 53 | Control Equipment for Dams
22-35 20 00 | Waterway and Marine Construction and Equipment
22-35 21 00 | General Fabrications for Waterways
22-35 21 13 | Hydraulic Bifurcation Panels
22-35 21 16 | Hydraulic Bulkheads
22-35 21 19 | Hydraulic Manifolds
22-35 21 23 | Penstocks
22-35 21 33 | Trash Racks
22-35 21 36 | Debris Cages
22-35 22 00 | Hydraulic Gates
22-35 22 13 | Spillway Crest Gates
22-35 22 19 | Hydraulic Head Gates
22-35 22 26 | Sluice Gates
22-35 22 33 | Miter Gates
22-35 22 39 | Sector Gates
22-35 22 46 | Tainter Gates
22-35 22 53 | Vertical Lift Hydraulic Gates
22-35 22 59 | Hydraulic Closure Gates
22-35 22 63 | Through-Levee Access Gates
22-35 24 00 | Dredging
22-35 24 13 | Suction Dredging
22-35 24 13 11 | Training Suction Dredging
22-35 24 13 13 | Cutter Suction Dredging
22-35 24 13 16 | Auger Suction Dredging
22-35 24 13 23 | Jet-Lift Dredging
22-35 24 13 26 | Air-Lift Dredging
22-35 24 21 | Bucket Dredging
22-35 24 23 | Clamshell Dredging
22-35 24 26 | Backhoe/Dipper Dredging
22-35 24 33 | Water Injection Dredging
22-35 24 36 | Pneumatic Dredging
22-35 24 43 | Bed-Levelling Dredging
22-35 24 46 | Krabbelaar Dredging
22-35 24 53 | Waterway Snag Removal
22-35 30 00 | Coastal Construction
22-35 31 00 | Shoreline Protection
22-35 31 16 | Seawalls
22-35 31 16 13 | Concrete Seawalls
22-35 31 16 16 | Segmental Seawalls
22-35 31 16 19 | Steel Sheet Piling Seawalls
22-35 31 16 23 | Timber Seawalls
22-35 31 16 40 | Stone Seawalls
22-35 31 19 | Revetments
22-35 31 19 13 | Sacked Cement-Sand Revetments
22-35 31 19 16 | Concrete Unit Masonry Revetments
22-35 31 19 36 | Gabion Revetments
22-35 31 19 40 | Stone Revetments
22-35 31 23 | Breakwaters
22-35 31 23 13 | Rubble Mound Breakwaters
22-35 31 23 16 | Precast Breakwater Modules
22-35 31 26 | Jetties
22-35 31 26 13 | Concrete Jetties
22-35 31 26 16 | Concrete Unit Masonry Jetties
22-35 31 26 36 | Gabion Jetties
22-35 31 26 40 | Stone Jetties
22-35 31 29 | Groins
22-35 31 29 13 | Concrete Groins
22-35 31 29 16 | Concrete Unit Masonry Groins
22-35 31 29 26 | Steel Groins
22-35 31 29 36 | Gabion Groins
22-35 31 29 40 | Stone Groins
22-35 32 00 | Artificial Reefs
22-35 32 13 | Scrap Material Artificial Reefs
22-35 32 13 13 | Scrap Concrete Artificial Reefs
22-35 32 13 19 | Scrap Steel Artificial Reefs
22-35 32 13 33 | Sunken Ship Artificial Reefs
22-35 32 16 | Constructed Artificial Reefs
22-35 32 16 13 | Constructed Concrete Artificial Reefs
22-35 32 16 19 | Constructed Steel Artificial Reefs
22-35 40 00 | Waterway Construction and Equipment
22-35 41 00 | Levees
22-35 41 13 | Landside Levee Berms
22-35 41 13 13 | Stability Landside Levee Berms
22-35 41 13 16 | Seepage Landside Levee Berms
22-35 41 16 | Levee Cutoff Trenches
22-35 41 19 | Levee Relief Wells
22-35 42 00 | Waterway Bank Protection
22-35 42 13 | Piling Bank Protection
22-35 42 13 19 | Steel Sheet Piling Bank Protection
22-35 42 13 23 | Timber Piling Bank Protection
22-35 42 13 26 | Plastic Piling Bank Protection
22-35 42 29 | Grout-Bag Bank Protection
22-35 42 34 | Soil Reinforcement Bank Protection
22-35 42 35 | Slope Protection Bank Protection
22-35 42 36 | Gabion Bank Protection
22-35 42 37 | Riprap Bank Protection
22-35 42 53 | Wall Bank Protection
22-35 42 53 16 | Concrete Unit Masonry Wall Bank Protection
22-35 42 53 19 | Segmental Wall Bank Protection
22-35 42 53 40 | Stone Wall Bank Protection
22-35 43 00 | Waterway Scour Protection
22-35 43 29 | Grout-Bag Scour Protection
22-35 43 34 | Soil Reinforcement Scour Protection
22-35 43 35 | Slope Protection Scour Protection
22-35 43 36 | Gabion Scour Protection
22-35 43 37 | Riprap Scour Protection
22-35 43 53 | Wall Scour Protection
22-35 43 53 13 | Concrete Unit Masonry Wall Scour Protection
22-35 43 53 16 | Segmental Wall Scour Protection
22-35 43 53 40 | Stone Wall Scour Protection
22-35 49 00 | Waterway Structures
22-35 49 13 | Floodwalls
22-35 49 13 13 | Concrete Floodwalls
22-35 49 13 16 | Masonry Floodwalls
22-35 49 23 | Waterway Locks
22-35 49 23 13 | Concrete Waterway Locks
22-35 49 23 23 | Piling Waterway Locks
22-35 49 26 | Floodgate Machinery
22-35 50 00 | Marine Construction and Equipment
22-35 51 00 | Floating Construction
22-35 51 13 | Floating Piers
22-35 51 13 23 | Floating Wood Piers
22-35 51 13 26 | Floating Plastic Piers
22-35 51 23 | Pontoons
22-35 52 00 | Offshore Platform Construction
22-35 52 13 | Fixed Offshore Platform Construction
22-35 52 23 | Semi-Submersible Offshore Platform Construction
22-35 52 33 | Floating Offshore Platform Construction
22-35 53 00 | Underwater Construction
22-35 53 23 | Underwater Harbor Deepening
22-35 53 33 | Underwater Pipeline Construction
22-35 53 43 | Underwater Foundation Construction
22-35 53 53 | Underwater Structures Construction
22-35 53 63 | Underwater Waterproofing
22-35 59 00 | Marine Specialties
22-35 59 13 | Marine Fenders
22-35 59 13 13 | Prestressed Concrete Marine Fender Piling
22-35 59 13 16 | Resilient Foam-Filled Marine Fenders
22-35 59 13 19 | Rubber Marine Fenders
22-35 59 23 | Buoys
22-35 59 23 13 | Mooring Buoys
22-35 59 23 16 | Anchor Pendant Buoys
22-35 59 23 19 | Navigation Buoys
22-35 59 29 | Mooring Devices
22-35 59 29 13 | Quick-Release Mooring Hooks
22-35 59 29 16 | Laser Docking Systems
22-35 59 29 19 | Capstans
22-35 59 33 | Marine Bollards and Cleats
22-35 59 33 13 | Cast-Steel Marine Bollards and Cleats
22-35 59 33 16 | Cast-Iron Marine Bollards and Cleats
22-35 59 33 19 | Stainless-Steel Marine Bollards and Cleats
22-35 59 33 23 | Plastic Marine Bollards and Cleats
22-35 59 93 | Marine Chain and Accessories
22-35 59 93 13 | Marine Chain
22-35 59 93 16 | Marine Shackles
22-35 59 93 19 | Marine Chain Tensioners
22-35 70 00 | Dam Construction and Equipment
22-35 71 00 | Gravity Dams
22-35 71 13 | Concrete Gravity Dams
22-35 71 16 | Masonry Gravity Dams
22-35 71 19 | Rockfill Gravity Dams
22-35 72 00 | Arch Dams
22-35 72 13 | Concrete Arch Dams
22-35 73 00 | Embankment Dams
22-35 73 13 | Earth Embankment Dam
22-35 73 16 | Rock Embankment Dams
22-35 74 00 | Buttress Dams
22-35 74 13 | Concrete Buttress Dams
22-35 79 00 | Auxiliary Dam Structures
22-35 79 13 | Fish Ladders
22-35 79 13 13 | Concrete Fish Ladders
22-40 00 00 | Process Interconnections
22-40 01 00 | Operation and Maintenance of Process Interconnections
22-40 01 10 | Operation and Maintenance of Gas and Vapor Process Piping
22-40 01 20 | Operation and Maintenance of Liquids Process Piping
22-40 01 30 | Operation and Maintenance of Solid and Mixed Materials Piping and Chutes
22-40 01 40 | Operation and Maintenance of Process Piping and Equipment Protection
22-40 01 60 | Operation and Maintenance of Process Control and Process Facility Enterprise Management Systems
22-40 01 70 | Operation and Maintenance of Instrumentation for Process Systems
22-40 01 90 | Operation and Maintenance of Primary Control Devices
22-40 05 00 | Common Work Results for Process Interconnections
22-40 05 04 | Selective Demolition for Process Interconnections
22-40 05 05 | Exposed Piping Installation
22-40 05 06 | Couplings, Adapters, and Specials for Process Piping
22-40 05 07 | Hangers and Supports for Process Piping
22-40 05 09 | Wall Pipes, Floor Pipes, and Pipe Sleeves
22-40 05 11 | Aluminum Process Pipe
22-40 05 12 | Brass Process Pipe
22-40 05 13 | Bronze Process Pipe
22-40 05 17 | Copper Process Pipe and Tubing
22-40 05 19 | Ductile Iron Process Pipe
22-40 05 21 | High-Alloy Nickel Process Pipe and Tubing
22-40 05 23 | Stainless Steel Process Pipe and Tubing
22-40 05 23 13 | Duplex and Super-Duplex Stainless Steel Process Pipe
22-40 05 23 23 | 300- and 400-Series Stainless Steel Process Pipe
22-40 05 23 33 | Special-Fabrication Stainless Steel Process Pipe and Tubing
22-40 05 24 | Steel Process Pipe
22-40 05 24 13 | Steel Pipe and Tubing for Air and Gas Service
22-40 05 24 23 | Steel Pipe for Water Service
22-40 05 24 26 | Steel Pipe and Tubing for Process Liquid Service
22-40 05 24 33 | Steel Pipe for Bulk Materials Conveyance
22-40 05 26 | Other Metals Process Pipe
22-40 05 26 13 | Titanium Process Pipe
22-40 05 26 23 | Tantalum Process Pipe
22-40 05 26 33 | Zirconium Process Pipe
22-40 05 31 | Thermoplastic Process Pipe
22-40 05 31 13 | Polyvinyl Chloride Process Pipe
22-40 05 31 23 | Chlorinated Polyvinyl Chloride Process Pipe
22-40 05 31 33 | ABS Process Pipe
22-40 05 31 43 | Polypropylene Process Pipe
22-40 05 31 53 | PVDF Process Pipe
22-40 05 31 63 | High-Purity Plastic Process Pipe
22-40 05 31 83 | Flexible Plastic Tubing
22-40 05 33 | High-Density Polyethylene Process Pipe
22-40 05 36 | Fiberglass-Reinforced Plastic Process Pipe
22-40 05 36 13 | Fiberglass-Reinforced Plastic Pipe for Process Air, Gas, and Odor Service
22-40 05 36 23 | Fiberglass-Reinforced Plastic Pipe for Process Liquid Service
22-40 05 37 | Centrifugally Cast Fiberglass-Reinforced Polymer Mortar Process Pipe
22-40 05 38 | PTFE Process Pipe
22-40 05 39 | Concrete Pipe
22-40 05 39 13 | Concrete Pressure Water Pipe
22-40 05 39 23 | Concrete Gravity and Drainage Process Pipe
22-40 05 51 | Common Requirements for Process Valves
22-40 05 53 | Process Valves Four-inch Diameter and Larger
22-40 05 56 | Process Valves, Smaller than Four-inch Diameter
22-40 05 57 | Actuators for Process Valves and Gates
22-40 05 57 13 | Manual Actuators
22-40 05 57 23 | Electric Motor Actuators
22-40 05 57 33 | Hydraulic Cylinder Actuators
22-40 05 57 43 | Hydraulic Actuator Systems
22-40 05 57 53 | Pneumatic Actuators
22-40 05 59 | Hydraulic Gates
22-40 05 59 13 | Stop Plates
22-40 05 59 16 | Stop Logs
22-40 05 59 21 | Aluminum Slide Gates
22-40 05 59 23 | Stainless Steel Slide Gates
22-40 05 59 26 | Fiberglass-Reinforced Plastic Slide Gates
22-40 05 59 33 | Cast Iron Slide Gates
22-40 05 59 43 | Butterfly Gates
22-40 05 61 | Gate Valves
22-40 05 61 13 | Solid Wedge Metal-Seated Gate Valves
22-40 05 61 16 | Double Disc Metal-Seated Gate Valves
22-40 05 61 23 | Resilient-Seated Gate Valves
22-40 05 61 43 | Knife Gate Valves
22-40 05 62 | Plug Valves
22-40 05 62 13 | Eccentric Plug Valves for Gas Service
22-40 05 62 16 | Eccentric Plug Valves for Liquid Service
22-40 05 63 | Ball Valves
22-40 05 63 13 | AWWA Metal-Seated Ball Valves
22-40 05 63 16 | AWWA Resilient-Seated Ball Valves
22-40 05 63 33 | Metallic Ball Valves
22-40 05 63 43 | Plastic Ball Valves
22-40 05 64 | Butterfly Valves
22-40 05 64 13 | Metal-Seated Butterfly Valves
22-40 05 64 16 | AWWA Resilient-Seated Butterfly Valves
22-40 05 64 23 | Metallic Industrial Butterfly Valves
22-40 05 64 26 | Plastic Industrial Butterfly Valves
22-40 05 64 33 | Butterfly Valves in Air or Gas Service
22-40 05 64 36 | High-Performance Butterfly Valves in Air or Gas Service
22-40 05 64 43 | Dampers for Corrosive Gas Service
22-40 05 65 | Valves for Pump Control and Check Service
22-40 05 65 11 | Angle Valves
22-40 05 65 13 | Cone Valves
22-40 05 65 16 | Globe Valves
22-40 05 65 23 | Swing Check Valves
22-40 05 65 26 | Tilting Disc Check Valves
22-40 05 65 29 | Double-Disk Check Valves
22-40 05 67 | Specialized Pressure and Flow-Control Valves
22-40 05 67 13 | Reduced-Pressure Zone Backflow Preventers for Process Service
22-40 05 67 16 | Double Check Valve Assembly Backflow Preventers for Process Service
22-40 05 67 23 | Pressure Vacuum Breaker Backflow Preventers
22-40 05 67 26 | Atmospheric Vacuum Breaker Backflow Preventers
22-40 05 67 29 | Hose Connection Vacuum Breaker Backflow Preventers
22-40 05 67 33 | Backpressure Valves
22-40 05 67 36 | Pressure-Regulating Valves
22-40 05 67 39 | Pressure-Relief Valves
22-40 05 67 41 | Direct-Acting Surge Relief Valves for Water Service
22-40 05 67 43 | Pilot-Operated Surge Relief Valves for Water Service
22-40 05 67 44 | Pilot-Operated Surge Arrestor Valves for Water Service
22-40 05 67 46 | Electronic Surge Anticipator Valves for Water Service
22-40 05 67 47 | Surge Relief Valves for Wastewater Service
22-40 05 67 49 | Electronic Surge Anticipator Valves for Wastewater Service
22-40 05 71 | Solids Handling Valves
22-40 05 71 13 | Duckbill Check Valves
22-40 05 71 16 | Flap Gates
22-40 05 71 23 | Mud Valves
22-40 05 71 33 | Telescoping Valves
22-40 05 73 | Special-Application Process Valves
22-40 05 73 13 | Altitude Valves
22-40 05 73 16 | Float Valves
22-40 05 73 23 | Anti-Cavitation Valves
22-40 05 74 | Flexible-Closure Valves
22-40 05 74 13 | Diaphragm Valves
22-40 05 74 23 | Pinch Valves
22-40 05 76 | Hot-Tapping Valves and Appurtenances
22-40 05 76 13 | Tapping Sleeves and Valves
22-40 05 76 16 | Tapping Machines
22-40 05 76 23 | Line Stops
22-40 05 78 | Air Valves for Water and Wastewater Service
22-40 05 78 11 | Air Release Valves for Water Service
22-40 05 78 13 | Air/Vacuum Valves for Water Service
22-40 05 78 16 | Vacuum-Breaking Valves for Water Service
22-40 05 78 19 | Combination Air Valves for Water Service
22-40 05 78 21 | Air Release Valves for Wastewater Service
22-40 05 78 23 | Air/Vacuum Valves for Wastewater Service
22-40 05 78 26 | Vacuum-Breaking Valves for Wastewater Service
22-40 05 78 29 | Combination Air Valves for Wastewater Service
22-40 05 81 | Hydrants and Hose Bibbs for Process Service
22-40 05 81 13 | Fire Hydrants
22-40 05 81 23 | Yard Hydrants
22-40 05 81 26 | Freeze-Proof Yard Hydrants
22-40 05 81 33 | Hose Bibbs
22-40 05 82 | Solenoid Valves for Process Service
22-40 05 89 | Valve Accessories
22-40 05 89 13 | Basket Strainers for Process Service
22-40 05 89 23 | Needle Valves
22-40 05 89 33 | Quick-Connect Couplers
22-40 05 93 | Common Motor Requirements for Process Equipment
22-40 05 96 | Vibration and Seismic Controls for Process Equipment
22-40 05 97 | Identification for Process Equipment
22-40 06 00 | Schedules for Process Interconnections
22-40 06 10 | Schedules for Gas and Vapor Process Piping and Ductwork
22-40 06 20 | Schedules for Liquids Process Piping
22-40 06 30 | Schedules for Solid and Mixed Materials Piping and Chutes
22-40 06 40 | Schedules for Process Piping and Equipment Protection
22-40 06 60 | Schedules for Process Control and Process Facility Enterprise Management Systems
22-40 06 70 | Schedules of Instrumentation for Process Systems
22-40 06 90 | Schedules for Primary Control Devices
22-40 10 00 | Gas and Vapor Process Piping and Ductwork
22-40 11 00 | Steam Process Piping
22-40 11 13 | Low-Pressure Steam Process Piping
22-40 11 16 | Intermediate-Pressure Steam Process Piping
22-40 11 19 | High-Pressure Steam Process Piping
22-40 11 23 | Condensate Process Piping for Process Applications
22-40 12 00 | Compressed Air Process Piping
22-40 12 13 | Compressed Air Process Piping for Breathing Service
22-40 12 23 | Low-Pressure Compressed Air Process Piping
22-40 12 53 | High-Pressure Compressed Air Process Piping
22-40 13 00 | Process Ductwork
22-40 15 00 | Combustion System Gas Piping
22-40 15 13 | Combustion Air Piping
22-40 15 16 | Oxygen Combustion System Gas Piping
22-40 15 19 | Flue-Gas Combustion System Piping
22-40 15 23 | Exothermic-Gas Combustion System Piping
22-40 15 26 | Endothermic-Gas Combustion System Piping
22-40 15 29 | Dissociated-Ammonia-Gas Combustion System Piping
22-40 16 00 | Specialty and High-Purity Gases Piping
22-40 16 13 | Ammonia Gas Piping
22-40 16 16 | Boron Gas Piping
22-40 16 17 | Chlorine Gas Piping
22-40 16 26 | Diborane Gas Piping
22-40 16 29 | Fluorine Gas Piping
22-40 16 33 | Hydrogen Sulfide Gas Piping
22-40 16 36 | Nitrous-Oxide Gas Process Piping
22-40 16 37 | Oxygen Gas Process Piping
22-40 16 39 | Ozone Gas Process Piping
22-40 16 43 | Phosphine Gas Piping
22-40 16 46 | Silane Gas Piping
22-40 16 49 | Sulfur-Dioxide Gas Piping
22-40 16 53 | Specialty Gas Mixtures Piping
22-40 16 56 | High-Purity Gas Piping Components
22-40 17 00 | Welding and Cutting Gases Piping
22-40 17 13 | Acetylene Welding and Cutting Piping
22-40 17 16 | Acetylene-Hydrogen Mix Welding and Cutting Piping
22-40 17 19 | Methylacetylene-Propadiene Welding and Cutting Piping
22-40 17 23 | Oxygen Welding and Cutting Piping
22-40 17 26 | Inert Gas Welding and Cutting Piping
22-40 18 00 | Vacuum Systems Process Piping
22-40 18 13 | Low-Vacuum Systems Process Piping
22-40 18 23 | Chlorine Gas Vacuum System Piping
22-40 18 53 | High-Vacuum Systems Process Piping
22-40 20 00 | Liquids Process Piping
22-40 21 00 | Liquid Fuel Process Piping
22-40 21 13 | Bio Fuels Process Piping
22-40 21 13 13 | Bioalcohols Process Piping
22-40 21 13 23 | Biodiesel Fuel Process Piping
22-40 21 13 26 | Green Diesel Fuel Process Piping
22-40 21 13 33 | Biomass-to-Liquid (BTL) Fuel Process Piping
22-40 21 13 43 | Gas-to-Liquid (GTL) Fuel Process Piping
22-40 21 16 | Gasoline Process Piping
22-40 21 19 | Diesel Process Piping
22-40 21 23 | Fuel-Oils Process Piping
22-40 21 23 13 | No. 1 Fuel-Oil Process Piping
22-40 21 23 23 | No. 2 Fuel-Oil Process Piping
22-40 21 23 26 | Kerosene Process Piping
22-40 21 23 29 | Tar Fuels Process Piping
22-40 21 23 43 | No. 4 Fuel-Oil Process Piping
22-40 21 23 53 | No. 5 Fuel-Oil Process Piping
22-40 21 23 63 | No. 6 Fuel-Oil Process Piping
22-40 22 00 | Petroleum Products Piping
22-40 22 10 | Heavy-Fractions Petroleum Products Piping
22-40 22 13 | Liquefied Petroleum Gas (LPG) Process Piping
22-40 22 16 | Lubricating Oils Process Piping
22-40 22 23 | Petrochemicals Process Piping
22-40 22 50 | Light-Fractions Petroleum Products Piping
22-40 23 00 | Water and Wastewater Process Piping
22-40 23 13 | Deionized Water Process Piping
22-40 23 16 | Distilled-Water Process Piping
22-40 23 19 | Non-Potable Plant Water Process Piping
22-40 23 23 | Potable Water Process Piping
22-40 23 29 | Recirculated Water Process Piping
22-40 23 33 | Reverse-Osmosis Water Process Piping
22-40 23 40 | Sanitary Wastewater Process Piping
22-40 23 41 | Grit Process Piping
22-40 23 43 | Scum and Floatables Process Piping
22-40 23 44 | Primary Sludge Process Piping
22-40 23 46 | Waste Sludge Process Piping
22-40 23 48 | Thickened Sludge Process Piping
22-40 24 00 | Specialty Liquid Chemicals Piping
22-40 24 13 | Alcohol Piping
22-40 24 14 | Liquid Chlorine and Sodium Hypochlorite Piping
22-40 24 16 | Gel Piping
22-40 24 19 | Slurries Process Piping
22-40 24 23 | Thixotropic Liquid Piping
22-40 25 00 | Liquid Acids and Bases Piping
22-40 25 10 | Liquid Acids Piping
22-40 25 50 | Liquid Bases Piping
22-40 26 00 | Liquid Polymer Piping
22-40 30 00 | Solid and Mixed Materials Piping and Chutes
22-40 32 00 | Bulk Materials Piping and Chutes
22-40 32 10 | Abrasive Materials Piping and Chutes
22-40 32 50 | Nonabrasive Materials Piping and Chutes
22-40 33 00 | Bulk Materials Valves
22-40 33 13 | Airlock Bulk Materials Valves
22-40 33 16 | Blind Bulk Materials Valves
22-40 33 26 | Diverter Bulk Materials Valves
22-40 33 29 | Double or Single Dump Bulk Materials Valves
22-40 33 39 | Swing Bulk Materials Valves
22-40 33 43 | Specialty Bulk Materials Valves
22-40 34 00 | Pneumatic Conveying Lines
22-40 34 10 | Dense Phase Pneumatic Conveying Lines
22-40 34 50 | Dilute Phase Pneumatic Conveying Lines
22-40 40 00 | Process Piping and Equipment Protection
22-40 41 00 | Process Piping and Equipment Heat Tracing
22-40 41 13 | Process Piping Heat Tracing
22-40 41 13 13 | Process Piping Electrical Resistance Heat Tracing
22-40 41 13 16 | Process Piping Electrical Conductance Heat Tracing
22-40 41 13 19 | Process Piping Gas Heat Tracing
22-40 41 13 23 | Process Piping Steam Heat Tracing
22-40 41 13 26 | Process Piping Thermal Fluids Heat Tracing
22-40 41 23 | Process Equipment Heat Tracing
22-40 41 23 13 | Process Equipment Electrical Resistance Heat Tracing
22-40 41 23 16 | Process Equipment Electrical Conductance Heat Tracing
22-40 41 23 19 | Process Equipment Gas Heat Tracing
22-40 41 23 23 | Process Equipment Steam Heat Tracing
22-40 41 23 26 | Process Equipment Thermal Fluids Heat Tracing
22-40 42 00 | Process Piping and Equipment Insulation
22-40 42 13 | Process Piping Insulation
22-40 42 13 13 | Cryogenic Temperature Process Piping Insulation
22-40 42 13 16 | Low Temperature Process Piping Insulation
22-40 42 13 19 | Intermediate Temperature Process Piping Insulation
22-40 42 13 23 | High Temperature Process Piping Insulation
22-40 42 13 26 | Process Piping Insulation for Specialty Applications
22-40 42 23 | Process Equipment Insulation
22-40 42 23 13 | Cryogenic Temperature Process Equipment Insulation
22-40 42 23 16 | Low Temperature Process Equipment Insulation
22-40 42 23 19 | Intermediate Temperature Process Equipment Insulation
22-40 42 23 23 | High Temperature Process Equipment Insulation
22-40 42 23 26 | Process Equipment Insulation for Specialty Applications
22-40 46 00 | Process Corrosion Protection
22-40 46 16 | Coatings and Wrappings for Process Corrosion Protection
22-40 46 42 | Cathodic Process Corrosion Protection
22-40 47 00 | Refractories
22-40 47 13 | Silica Refractories
22-40 47 16 | Alumina Refractories
22-40 47 19 | Carbon and Graphite Refractories
22-40 47 23 | Castable Refractories
22-40 47 26 | Rammed Refractories
22-40 47 29 | Refractory Concrete
22-40 60 00 | Process Control and Enterprise Management Systems
22-40 61 00 | Process Control and Enterprise Management Systems General Provisions
22-40 61 13 | Process Control System General Provisions
22-40 61 16 | Enterprise Management System General Provisions
22-40 61 21 | Process Control System Testing
22-40 61 26 | Process Control System Training
22-40 61 93 | Process Control System Input/Output List
22-40 61 96 | Process Control Descriptions
22-40 62 00 | Computer System Hardware and Ancillaries
22-40 62 13 | Server Computers
22-40 62 16 | Operator Workstation Computers
22-40 62 19 | Industrial Computers
22-40 62 21 | Desktop Computers
22-40 62 23 | Mobile Computers
22-40 62 26 | Laptop Computers
22-40 62 29 | Tablet Computers and Mobile Devices
22-40 62 33 | Printers
22-40 62 43 | Large Display Screens
22-40 62 63 | Operator Interface Terminals (OIT)
22-40 63 00 | Control System Equipment
22-40 63 13 | Distributed Process Control Systems
22-40 63 43 | Programmable Logic Controllers
22-40 63 83 | Remote Terminal Units
22-40 66 00 | Network and Communication Equipment
22-40 66 13 | Switches and Routers
22-40 66 16 | Firewall Hardware
22-40 66 19 | Media Converters
22-40 66 23 | Frame Relay Equipment
22-40 66 26 | Device Network Equipment
22-40 66 33 | Metallic and Fiber-Optic Communication Cabling and Connectors
22-40 66 36 | Process Instrumentation Networks
22-40 66 43 | Wireless Network Systems
22-40 66 53 | Multiple Address Radio Equipment
22-40 66 56 | Point-to-Point Radio Equipment
22-40 66 63 | Antennas
22-40 66 66 | Monopoles and Towers
22-40 66 73 | Satellite Communication Equipment
22-40 67 00 | Control System Equipment Panels and Racks
22-40 67 13 | Computer Equipment Racks
22-40 67 16 | Free-Standing Panels
22-40 67 19 | Wall-Mounted Panels
22-40 67 23 | Control System Consoles
22-40 67 33 | Panel Wiring
22-40 67 63 | Control Panel-Mounted Uninterruptible Power Supply
22-40 68 00 | Process Control Software
22-40 68 13 | Process Control (HMI) Software
22-40 68 23 | Reporting Software
22-40 68 26 | Online Performance Monitoring Systems Software
22-40 68 33 | Maintenance Management Software
22-40 68 36 | Laboratory Information System Software
22-40 68 39 | Energy Management Software
22-40 68 43 | Load Management Software
22-40 68 63 | Configuration of HMI Software
22-40 68 66 | Programming of Controller Software
22-40 68 93 | Computer Operating Systems Software
22-40 69 00 | Packaged Control Systems
22-40 69 13 | Control System Simulators
22-40 69 23 | Burner Management Systems
22-40 69 26 | Safety Instrumented Control Systems
22-40 69 33 | Fire and Gas Monitoring/Protection Systems for Industrial Applications
22-40 70 00 | Instrumentation for Process Systems
22-40 71 00 | Flow Measurement
22-40 71 13 | Magnetic Flow Meters
22-40 71 13 13 | Inline Magnetic Flow Meters
22-40 71 13 23 | Insertion-Type Magnetic Flow Meters
22-40 71 23 | Differential Pressure-Type Flow Meters
22-40 71 23 13 | Venturi Flow Meters
22-40 71 23 16 | Flow Tubes
22-40 71 23 19 | Flow Nozzle-Type Flow Meters
22-40 71 23 23 | Orifice Plate Flow Meters
22-40 71 23 26 | Integral Orifice Flow Meters
22-40 71 23 29 | Orifice Meter Runs
22-40 71 23 33 | Elbow Flow Meters
22-40 71 23 36 | Pitot Tube and Averaging Pitot Flow Meters
22-40 71 23 39 | V-Cone Flow Meters
22-40 71 23 43 | Differential Pressure-Type Flow Transmitters
22-40 71 23 46 | Flow Computers
22-40 71 33 | Propeller Flow Meters
22-40 71 36 | Turbine Flow Meters
22-40 71 43 | Variable Area Flow Meters
22-40 71 46 | Target Flow Meters
22-40 71 49 | Vortex-Shedding Flow Meters
22-40 71 53 | Positive Displacement Flow Meters
22-40 71 63 | Doppler Flow Meters
22-40 71 66 | Transit Time Flow Meters
22-40 71 69 | Open Channel Flow Meters
22-40 71 73 | Coriolis Flow Meters
22-40 71 76 | Thermal Flow Meters
22-40 71 79 | Flow Switches
22-40 71 83 | Sight Flow Indicators
22-40 71 86 | Flow Metering Weirs
22-40 72 00 | Level Measurement
22-40 72 13 | Ultrasonic Level Meters (Continuous and Point-Type)
22-40 72 23 | Radar Level Meters
22-40 72 26 | Laser Level Meters
22-40 72 29 | Nuclear Level Meters
22-40 72 33 | Capacitance Type Level Meters (Continuous and Point Type)
22-40 72 36 | RF Admittance Level Meters (Continuous and Point Type)
22-40 72 43 | Pressure and Differential Pressure Type Level Meters
22-40 72 46 | Bubbler Systems
22-40 72 53 | Magnetic and Magnetostrictive Level Meters
22-40 72 63 | Displacement-Type Level Meters
22-40 72 73 | Sight Level Gauges
22-40 72 76 | Level Switches
22-40 72 83 | Leak Detection Systems
22-40 73 00 | Pressure, Strain, and Force Measurement
22-40 73 13 | Pressure and Differential Pressure Gauges
22-40 73 16 | Manometers
22-40 73 23 | Absolute-Pressure Transmitters
22-40 73 26 | Gauge-Pressure Transmitters
22-40 73 29 | Differential Pressure Transmitters
22-40 73 33 | Multi-Variable Pressure/Temperature Transmitters
22-40 73 36 | Pressure and Differential Pressure Switches
22-40 73 43 | Force Measurement Devices
22-40 73 46 | Load Cells
22-40 73 53 | Torque Measurement Devices
22-40 73 63 | Diaphragm Seals
22-40 74 00 | Temperature Measurement
22-40 74 13 | Resistance Temperature Devices
22-40 74 16 | Thermocouples
22-40 74 23 | Radiation Pyrometers
22-40 74 33 | Thermistors
22-40 74 36 | Diode Temperature Measurement Devices
22-40 74 43 | Bimetallic Thermometers
22-40 74 46 | Fluid Expansion Thermometers
22-40 74 49 | Change-of-State Temperature Measurement Devices
22-40 74 53 | Cryogenic Temperature Sensors
22-40 74 63 | Temperature Transmitters
22-40 74 66 | Temperature Switches
22-40 74 69 | Thermowells, Protection Tubes, and Test Thermowells
22-40 75 00 | Process Liquid Analytical Measurement
22-40 75 05 | Multi-Parameter Analyzer Systems
22-40 75 13 | PH/ORP Analyzers
22-40 75 16 | Conductivity Analyzers
22-40 75 19 | Moisture Analyzers
22-40 75 21 | Chlorine Analyzers
22-40 75 21 13 | Free-Chlorine Analyzers
22-40 75 21 23 | Residual-Chlorine Analyzers
22-40 75 23 | Chlorine Dioxide Analyzer
22-40 75 26 | Dissolved Chlorine Dioxide Analyzers
22-40 75 29 | Dissolved Ammonia Analyzers
22-40 75 33 | Fluoride Analyzers
22-40 75 43 | Dissolved Oxygen Analyzers
22-40 75 46 | Dissolved Ozone Analyzers
22-40 75 53 | Turbidity Analyzers
22-40 75 56 | Suspended Solids/Sludge Density Analyzers
22-40 75 59 | Liquid Density Analyzers
22-40 75 63 | Monochloramine Analyzers
22-40 75 66 | Nitrogen Analyzers
22-40 75 69 | Phosphorous Analyzers
22-40 75 73 | Particle Counters
22-40 75 76 | Total Organic Carbon Analyzers
22-40 75 79 | Total Organics Analyzers
22-40 75 83 | Hardness Analyzers
22-40 75 86 | Alkalinity Analyzer
22-40 76 00 | Process Gas Analytical Measurement
22-40 76 05 | Continuous Emissions Monitoring Systems
22-40 76 13 | Oxygen Gas Analyzers
22-40 76 16 | Ozone Analyzers
22-40 76 23 | Combustible Gas Monitors
22-40 76 26 | Chlorine Gas Analyzers
22-40 76 29 | Ammonia Gas Analyzers
22-40 76 33 | Hydrogen Sulfide Monitors
22-40 76 36 | Sulfur Dioxide Analyzers
22-40 76 39 | Carbon Dioxide Analyzers
22-40 76 43 | Carbon Monoxide Analyzers
22-40 76 53 | Dewpoint/Moisture Analyzers
22-40 76 56 | Gas Density Analyzers
22-40 76 63 | Flue Gas Analyzers
22-40 76 66 | NO/NOX Analyzers
22-40 76 73 | Hydrocarbon Analyzers
22-40 76 76 | Gas Chromatograph Analyzers
22-40 76 79 | Vapor Pressure Analyzers
22-40 76 83 | Mass Spectrometers
22-40 77 00 | Position and Motion Measurement
22-40 77 13 | Acceleration Measurement Devices
22-40 77 16 | Proximity Measurement Devices
22-40 77 19 | Vibration Velocity Measurement Devices
22-40 77 23 | Vibration Monitoring Systems
22-40 77 26 | Position, Speed, and Motion Measurement Devices
22-40 78 00 | Panel Mounted Instruments
22-40 78 13 | Indicators and Meters
22-40 78 16 | Indicating Lights
22-40 78 19 | Switches and Push Buttons
22-40 78 23 | Potentiometers and Manual Controllers
22-40 78 26 | Chart Recorders
22-40 78 33 | Annunciators
22-40 78 43 | Single-Loop Controllers
22-40 78 53 | Relays
22-40 78 56 | Isolators, Intrinsically-Safe Barriers, and Surge Suppressors
22-40 78 59 | Power Supplies
22-40 78 63 | Alarm Dialers
22-40 79 00 | Miscellaneous Instruments, Calibration Equipment, Instrument Valves, and Fittings
22-40 79 13 | Nuclear Mass-Measuring Scales
22-40 79 23 | Instrument Calibration Equipment
22-40 79 26 | Instrument Programming Equipment
22-40 79 33 | Current-to-Pressure Converters
22-40 79 36 | Voltage-to-Pressure Converters
22-40 79 39 | Signal Conditioners and Converters
22-40 79 43 | Deadweight Testers
22-40 79 46 | Flame Scanners
22-40 79 63 | Instrument Tubing
22-40 79 66 | Instrument Valve Manifolds, Valves, and Fittings
22-40 80 00 | Commissioning of Process Systems
22-40 90 00 | Primary Control Devices
22-40 91 00 | Primary Control Valves
22-40 91 13 | Electrically-Operated Primary Control Valves
22-40 91 16 | Hydraulically-Operated Primary Control Valves
22-40 91 19 | Pneumatically-Operated Primary Control Valves
22-40 91 23 | Solenoid Primary Control Valves
22-40 91 26 | Specialty Primary Control Valves
22-40 92 00 | Self-Contained Flow Controllers
22-40 93 00 | Linear Actuators and Positioners
22-40 94 00 | Self-Contained Pressure Regulators
22-40 95 00 | Rotary Actuators
22-40 96 00 | Saturable Core Reactors
22-40 97 00 | Variable Frequency Drives
22-41 00 00 | Material Processing and Handling Equipment
22-41 01 00 | Operation and Maintenance of Material Processing and Handling Equipment
22-41 01 52 | Operation and Maintenance of Bulk Materials Storage
22-41 01 52 13 | Storage Bin and Hopper Cleaning
22-41 01 52 16 | Silo Cleaning
22-41 05 00 | Common Work Results for Material Processing and Handling Equipment
22-41 05 05 | Selective Demolition for Material Processing and Handling Equipment
22-41 06 00 | Schedules for Material Processing and Handling Equipment
22-41 06 10 | Schedules for Bulk Material Processing Equipment
22-41 06 20 | Schedules for Piece Material Handling Equipment
22-41 06 30 | Schedules for Manufacturing Equipment
22-41 06 40 | Schedules for Container Processing and Packaging
22-41 06 50 | Schedules for Material Storage
22-41 06 60 | Schedules for Mobile Plant Equipment
22-41 08 00 | Commissioning of Material Processing and Handling Equipment
22-41 08 10 | Commissioning of Bulk Material Processing Equipment
22-41 08 20 | Commissioning of Piece Material Handling Equipment
22-41 08 30 | Commissioning of Manufacturing Equipment
22-41 08 40 | Commissioning of Container Processing and Packaging
22-41 08 50 | Commissioning of Material Storage
22-41 08 60 | Commissioning of Mobile Plant Equipment
22-41 10 00 | Bulk Material Processing Equipment
22-41 11 00 | Bulk Material Sizing Equipment
22-41 11 13 | Bulk Material Agglomerators
22-41 11 16 | Bulk Material Air Mill Classifiers
22-41 11 19 | Bulk Material Centrifuges
22-41 11 23 | Bulk Material Crushers
22-41 11 26 | Bulk Material Cyclones
22-41 11 29 | Bulk Material Fluid Bed Separators
22-41 11 33 | Bulk Material Grinders
22-41 11 36 | Bulk Material Homogenizers
22-41 11 39 | Bulk Material Lump Breakers
22-41 11 43 | Bulk Material Mills
22-41 11 46 | Bulk Material Pulverizers
22-41 11 49 | Bulk Material Screens
22-41 11 53 | Bulk Material Shredders
22-41 11 56 | Bulk Material Sieves
22-41 12 00 | Bulk Material Conveying Equipment
22-41 12 13 | Bulk Material Conveyors
22-41 12 13 13 | Airslide Bulk Material Conveyors
22-41 12 13 16 | Auger Bulk Material Conveyors
22-41 12 13 19 | Belt Bulk Material Conveyors
22-41 12 13 23 | Container Bulk Material Conveyors
22-41 12 13 26 | Drag Chain Bulk Material Conveyors
22-41 12 13 29 | Hopper Bulk Material Conveyors
22-41 12 13 33 | Reciprocating Bulk Material Conveyors
22-41 12 13 36 | Screw Bulk Material Conveyors
22-41 12 13 39 | Stacking and Reclaim Bulk Material Conveyors
22-41 12 13 43 | Trough Bulk Material Conveyors
22-41 12 13 46 | Tube Bulk Material Conveyors
22-41 12 13 49 | Vibratory Bulk Material Conveyors
22-41 12 13 53 | Weigh-Belt Bulk Material Conveyors
22-41 12 16 | Bucket Elevators
22-41 12 19 | Pneumatic Conveyors
22-41 12 19 13 | Dense Phase Pneumatic Conveyors
22-41 12 19 16 | Dilute Phase Pneumatic Conveyors
22-41 13 00 | Bulk Material Feeders
22-41 13 13 | Bin Activators/Live Bin Bottoms
22-41 13 23 | Feeders
22-41 13 23 13 | Airlock Bulk Material Feeders
22-41 13 23 16 | Apron Bulk Material Feeders
22-41 13 23 19 | Rotary-Valve Bulk Material Feeders
22-41 13 23 23 | Screw Bulk Material Feeders
22-41 13 23 26 | Vibratory Bulk Material Feeders
22-41 13 23 29 | Volumetric Bulk Material Feeders
22-41 13 23 33 | Weigh Bulk Material Feeders
22-41 14 00 | Batching Equipment
22-41 14 13 | Bag-Handling Batching Equipment
22-41 14 16 | Batch Cars/Transports
22-41 14 19 | Batch Hoppers
22-41 14 23 | Bulk Bag-Handling Batching Equipment
22-41 14 26 | Blenders
22-41 14 29 | Drum-Handling Batching Equipment
22-41 14 33 | Mixers
22-41 14 36 | Weigh Scales
22-41 20 00 | Piece Material Handling Equipment
22-41 21 00 | Conveyors
22-41 21 13 | Automatic Guided Vehicle Systems
22-41 21 23 | Piece Material Conveyors
22-41 21 23 13 | Belt Piece Material Conveyors
22-41 21 23 16 | Container Piece Material Conveyors
22-41 21 23 19 | Drag-Chain Piece Material Conveyors
22-41 21 23 23 | Hopper Piece Material Conveyors
22-41 21 23 26 | Monorail Piece Material Conveyors
22-41 21 23 29 | Power and Free Piece Material Conveyors
22-41 21 23 33 | Reciprocating Piece Material Conveyors
22-41 21 23 36 | Roller Piece Material Conveyors
22-41 21 23 39 | Vibratory Piece Material Conveyors
22-41 21 23 43 | Walking-Beam Piece Material Conveyors
22-41 21 23 46 | Weigh-Belt Piece Material Conveyors
22-41 21 23 53 | Postal Conveyors
22-41 21 26 | Piece Material Diverter Gates
22-41 21 29 | Piece Material Gravity Slides
22-41 21 33 | Piece Material Transfer Cars
22-41 21 36 | Piece Material Turntables
22-41 21 39 | Piece Material Feeders
22-41 21 39 13 | Piece Material Vibratory Feeders
22-41 22 00 | Cranes and Hoists
22-41 22 13 | Cranes
22-41 22 13 13 | Bridge Cranes
22-41 22 13 16 | Gantry Cranes
22-41 22 13 19 | Jib Cranes
22-41 22 13 23 | Mobile Cranes
22-41 22 13 26 | Tower Cranes
22-41 22 13 29 | Specialty Cranes
22-41 22 23 | Hoists
22-41 22 23 13 | Fixed Hoists
22-41 22 23 16 | Portable Hoists
22-41 22 23 19 | Monorail Hoists
22-41 22 23 23 | Specialty Hoists
22-41 22 33 | Derricks
22-41 23 00 | Lifting Devices
22-41 23 13 | Clamps
22-41 23 16 | Grabs
22-41 23 19 | Hooks
22-41 23 23 | Lifts
22-41 23 26 | Slings
22-41 23 29 | Spreader Bars/Beams
22-41 23 33 | Tongs
22-41 24 00 | Specialty Material Handling Equipment
22-41 24 13 | Aeration Devices
22-41 24 16 | Bin Vibrators
22-41 24 19 | Dehydrators
22-41 24 23 | Hydrators
22-41 24 26 | Hydraulic Power Systems
22-41 24 29 | Lubrication Systems
22-41 24 33 | Magnetic Separators
22-41 24 36 | Metal Detectors
22-41 24 39 | Railcar Movers
22-41 24 43 | Turnheads/Distributors
22-41 24 46 | Sorting Machines
22-41 24 46 13 | Postal Sorting Machines
22-41 30 00 | Manufacturing Equipment
22-41 31 00 | Manufacturing Lines and Equipment
22-41 31 13 | Manufacturing Lines
22-41 31 13 13 | Assembly Lines
22-41 31 13 16 | Casting Lines
22-41 31 13 19 | Coating Lines
22-41 31 13 23 | Converting Lines
22-41 31 13 26 | Disassembly Lines
22-41 31 13 29 | Extrusion Lines
22-41 31 13 33 | Machining Lines
22-41 31 13 36 | Molding Lines
22-41 31 13 39 | Finishing/Painting Lines
22-41 31 13 43 | Painting Lines
22-41 31 13 46 | Pickling Lines
22-41 31 13 49 | Plating Lines
22-41 31 13 53 | Polishing Lines
22-41 31 13 56 | Press Lines
22-41 31 13 59 | Rolling/Calendaring Lines
22-41 31 13 63 | Web Processing Lines
22-41 31 16 | Pick and Place Systems
22-41 31 19 | Manufacturing-Line Robots
22-41 31 23 | Specialty Assembly Machines
22-41 32 00 | Forming Equipment
22-41 32 13 | Bending Equipment
22-41 32 16 | Blow-Molding Equipment
22-41 32 19 | Brake-Forming Equipment
22-41 32 23 | Cold-Forming Equipment
22-41 32 26 | Die-Casting Equipment
22-41 32 29 | Drawing Equipment
22-41 32 33 | Electroforming Equipment
22-41 32 36 | Forging Equipment
22-41 32 39 | Extruding Equipment
22-41 32 43 | Metal-Spinning Equipment
22-41 32 46 | Piercing Equipment
22-41 32 49 | Powder Metal-Forming Equipment
22-41 32 53 | Pressing Equipment
22-41 32 56 | Roll-Forming Equipment
22-41 32 59 | Shearing Equipment
22-41 32 63 | Spinning Equipment
22-41 32 66 | Stretching/Leveling Equipment
22-41 32 69 | Swaging Equipment
22-41 33 00 | Machining Equipment
22-41 33 13 | Automatic Screw Machining Equipment
22-41 33 16 | Boring Equipment
22-41 33 19 | Broaching Equipment
22-41 33 23 | Drilling Equipment
22-41 33 26 | Electro-Discharge Machining Equipment
22-41 33 29 | Grinding Equipment
22-41 33 33 | Hobbing Equipment
22-41 33 36 | Lapping Equipment
22-41 33 39 | Lathe Equipment
22-41 33 43 | Leveling Equipment
22-41 33 46 | Machining Center Equipment
22-41 33 53 | Milling Equipment
22-41 33 53 13 | Horizontal Milling Equipment
22-41 33 53 16 | Vertical Milling Equipment
22-41 33 60 | Multi-Axis Machine Equipment
22-41 33 63 | Planing Equipment
22-41 33 66 | Reaming Equipment
22-41 33 69 | Routing Equipment
22-41 33 73 | Sawing Equipment
22-41 33 76 | Shaping Equipment
22-41 33 79 | Threading Equipment
22-41 34 00 | Finishing Equipment
22-41 34 13 | Anodizing Equipment
22-41 34 16 | Barrel Tumbling Equipment
22-41 34 23 | Coating Equipment
22-41 34 23 13 | Diffusion Coating Equipment
22-41 34 23 16 | Dipping Coating Equipment
22-41 34 23 19 | Film Coating Equipment
22-41 34 23 23 | Phosphatizing Coating Equipment
22-41 34 23 26 | Plasma Coating Equipment
22-41 34 23 29 | Hardface Welding Coating Equipment
22-41 34 23 33 | Spray Painting Booth
22-41 34 26 | Deburring Equipment
22-41 34 36 | Electroplating Equipment
22-41 34 46 | Grinding Equipment
22-41 34 49 | Honing Equipment
22-41 34 53 | Lapping Equipment
22-41 34 56 | Shot Peening Equipment
22-41 34 59 | Superfinishing/Polishing Equipment
22-41 35 00 | Dies and Molds
22-41 35 13 | Dies
22-41 35 13 13 | Drawing Dies
22-41 35 13 16 | Extrusion Dies
22-41 35 13 19 | Press Dies
22-41 35 13 23 | Rotary Dies
22-41 35 13 26 | Rule Dies
22-41 35 33 | Molds
22-41 36 00 | Assembly and Testing Equipment
22-41 36 13 | Applicators
22-41 36 13 13 | Adhesive Applicators
22-41 36 13 16 | Lubricant Applicators
22-41 36 13 19 | Sealer Applicators
22-41 36 16 | Fixtures and Jigs
22-41 36 19 | Joining Equipment
22-41 36 19 13 | Adhesive Joining Equipment
22-41 36 19 16 | Arc-Welding Equipment
22-41 36 19 19 | Brazing Equipment
22-41 36 19 23 | Resistance-Welding Equipment
22-41 36 19 26 | Riveting Equipment
22-41 36 19 29 | Sintering Equipment
22-41 36 19 33 | Soldering Equipment
22-41 36 23 | Cutting Equipment
22-41 36 23 13 | Cutting Torches
22-41 36 23 16 | High-Pressure Water Cutting Equipment
22-41 36 23 19 | Laser Cutting Equipment
22-41 36 23 23 | Plasma Cutting Equipment
22-41 36 26 | Process Tools
22-41 36 26 13 | Air Process Tools
22-41 36 26 16 | Electric Process Tools
22-41 36 26 19 | Hydraulic Process Tools
22-41 36 26 23 | Manual Process Tools
22-41 36 29 | Manufacturing Measurement and Testing Equipment
22-41 36 29 13 | Gauges, Rules, and Blocks
22-41 36 29 16 | Penetrant Measurement and Testing Equipment
22-41 36 29 19 | Laser Measurement and Testing Equipment
22-41 36 29 23 | Magnaflux Measurement and Testing Equipment
22-41 36 29 26 | Optical Comparators
22-41 36 29 29 | Profilometers
22-41 36 29 33 | Radiograph Measurement and Testing Equipment
22-41 36 29 36 | Surface Tables
22-41 36 29 39 | Ultrasonic Measurement and Testing Equipment
22-41 36 29 43 | Test Weigh Scales
22-41 40 00 | Container Processing and Packaging
22-41 41 00 | Container Filling and Sealing
22-41 41 13 | Bulk Container Fillers/Packers
22-41 41 16 | Container Cappers
22-41 41 19 | Container Fillers
22-41 41 19 13 | Bag Fillers
22-41 41 19 16 | Box Fillers
22-41 41 19 19 | Bottle Fillers
22-41 41 23 | Container Sealers
22-41 42 00 | Container Packing Equipment
22-41 42 13 | Box Packing Equipment
22-41 42 13 13 | Box Makers
22-41 42 13 16 | Box Packers
22-41 42 16 | Bulk Material Loaders
22-41 42 16 13 | Container Bulk Material Loaders
22-41 42 16 23 | Truck Bulk Material Loaders
22-41 42 16 26 | Railcar Bulk Material Loaders
22-41 42 16 29 | Ship Bulk Material Loaders
22-41 42 16 33 | Barge Bulk Material Loaders
22-41 42 19 | Carton Packers
22-41 42 23 | Carton Sealers
22-41 42 26 | Carton Shrink Wrappers
22-41 42 29 | Carton Stackers
22-41 43 00 | Shipping Packaging
22-41 43 13 | Banding/Strapping Equipment
22-41 43 16 | Barcode Equipment
22-41 43 16 13 | Barcode Readers
22-41 43 16 16 | Barcode Printers
22-41 43 19 | Labeling Equipment
22-41 43 23 | Pallet Stacking/Wrapping Equipment
22-41 50 00 | Material Storage
22-41 51 00 | Automatic Material Storage
22-41 51 13 | Automatic Storage/Automatic Retrieval Systems
22-41 52 00 | Bulk Material Storage
22-41 52 13 | Bins and Hoppers
22-41 52 13 13 | Fixed Bins and Hoppers
22-41 52 13 23 | Portable Bins and Hoppers
22-41 52 13 33 | Bulk Material Containers
22-41 52 13 43 | Returnable Bins and Hoppers
22-41 52 13 53 | Throwaway Bins and Hoppers
22-41 52 16 | Silos
22-41 52 16 13 | Concrete Flat-Bottom Silos
22-41 52 16 16 | Concrete Masonry Flat-Bottom Silos
22-41 52 16 23 | Concrete Cone-Bottom Silos
22-41 52 16 26 | Concrete Masonry Cone-Bottom Silos
22-41 52 16 29 | Steel Cone-Bottom Silos
22-41 52 19 | Bulk Materials Storage Tanks
22-41 52 19 13 | Stationary Bulk Materials Storage Tanks
22-41 52 19 33 | Mobile Bulk Materials Storage Tanks
22-41 52 41 | Pneumatic, Block-Distributed Materials Fluidizing System for Flat-Bottom Bins and Silos
22-41 52 43 | Aerated Trough Materials Fluidizing System for Flat-Bottom Bins and Silos
22-41 52 46 | Pad-Mounted Aerated Disc Materials Fluidizing System for Cone-Bottom Bins and Silos
22-41 53 00 | Storage Equipment and Systems
22-41 53 13 | Storage Cabinets
22-41 53 16 | Container Storage Systems
22-41 53 19 | Flat Files
22-41 53 23 | Storage Racks
22-41 53 23 13 | Mobile Storage Racks
22-41 53 26 | Mezzanine Storage Systems
22-41 60 00 | Mobile Plant Equipment
22-41 61 00 | Mobile Earth Moving Equipment
22-41 61 13 | Backhoes
22-41 61 16 | Bulldozers
22-41 61 19 | Compactors
22-41 61 23 | Excavators
22-41 61 26 | Graders
22-41 61 29 | Payloaders
22-41 61 33 | Trenchers
22-41 62 00 | Trucks
22-41 62 13 | Cement Mixer Trucks
22-41 62 16 | Dump Trucks
22-41 62 19 | Flatbed Trucks
22-41 62 23 | Forklift Trucks
22-41 62 26 | Pickup Trucks
22-41 62 29 | Tank Trucks
22-41 63 00 | General Vehicles
22-41 63 13 | Bicycles
22-41 63 16 | Carts
22-41 63 19 | Maintenance Vehicles
22-41 63 23 | Utility Vehicles
22-41 63 26 | Vans
22-41 63 29 | Wagons
22-41 64 00 | Rail Vehicles
22-41 64 13 | Locomotives
22-41 64 13 13 | Diesel Locomotives
22-41 64 13 23 | Electric Locomotives
22-41 64 16 | Mobile Railcar Movers
22-41 65 00 | Mobile Support Equipment
22-41 65 13 | Mobile Air Compressors
22-41 65 16 | Mobile Generators
22-41 65 19 | Mobile Welders
22-41 66 00 | Miscellaneous Mobile Equipment
22-41 66 13 | Mobile Boring and Drilling Rigs
22-41 66 16 | Mobile Lifts and Cherrypickers
22-41 66 19 | Mobile Paving Equipment
22-41 66 23 | Mobile Sweepers/Vacuums
22-41 67 00 | Plant Maintenance Equipment
22-41 67 13 | Plant Lube Oil System
22-41 67 16 | Plant Fall Protection Equipment
22-41 67 19 | Plant Safety Equipment
22-41 67 23 | Plant Maintenance Tools
22-41 67 26 | Plant Maintenance Washing Equipment
22-42 00 00 | Process Heating, Cooling, and Drying Equipment
22-42 01 00 | Operation and Maintenance of Process Heating, Cooling, and Drying Equipment
22-42 01 10 | Operation and Maintenance of Process Heating Equipment
22-42 01 20 | Operation and Maintenance of Process Cooling Equipment
22-42 01 30 | Operation and Maintenance of Process Drying Equipment
22-42 05 00 | Common Work Results for Process Heating, Cooling, and Drying Equipment
22-42 05 05 | Selective Demolition for Process Heating, Cooling, and Drying Equipment
22-42 06 00 | Schedules for Process Heating, Cooling, and Drying Equipment
22-42 06 10 | Schedules for Process Heating Equipment
22-42 06 20 | Schedules for Process Cooling Equipment
22-42 06 30 | Schedules for Process Drying Equipment
22-42 08 00 | Commissioning of Process Heating, Cooling, and Drying Equipment
22-42 08 10 | Commissioning of Heating Equipment
22-42 08 20 | Commissioning of Cooling Equipment
22-42 08 30 | Commissioning of Drying Equipment
22-42 10 00 | Process Heating Equipment
22-42 11 00 | Process Boilers
22-42 11 13 | Low-Pressure Process Boilers
22-42 11 16 | Intermediate-Pressure Process Boilers
22-42 11 19 | High-Pressure Process Boilers
22-42 11 23 | Specialty Process Boilers
22-42 12 00 | Process Heaters
22-42 12 13 | Electric Process Heaters
22-42 12 16 | Fuel-Fired Process Heaters
22-42 12 19 | Thermoelectric Process Heaters
22-42 12 23 | Solar Process Heaters
22-42 12 26 | Specialty Process Heaters
22-42 13 00 | Industrial Heat Exchangers and Recuperators
22-42 13 13 | Industrial Gas-to-Gas Heat Exchangers
22-42 13 16 | Industrial Liquid-to-Gas/Gas-to-Liquid Heat Exchangers
22-42 13 19 | Industrial Liquid-to-Liquid Heat Exchangers
22-42 13 23 | Industrial Gas Radiation Heat Exchangers
22-42 13 26 | Industrial Solar Radiation Heat Exchangers
22-42 14 00 | Industrial Furnaces
22-42 14 13 | Annealing Furnaces
22-42 14 16 | Atmosphere Generators
22-42 14 19 | Industrial Baking Furnaces
22-42 14 23 | Industrial Brazing Furnaces
22-42 14 26 | Industrial Calcining Furnaces
22-42 14 29 | Industrial Heat-Treating Furnaces
22-42 14 33 | Industrial Melting Furnaces
22-42 14 33 13 | Ceramics and Glass Melting Furnaces
22-42 14 33 16 | Ferrous Melting Furnaces
22-42 14 33 19 | Non-Ferrous Melting Furnaces
22-42 14 36 | Primary Refining Furnaces
22-42 14 43 | Reactor Furnaces
22-42 14 46 | Industrial Reheat Furnaces
22-42 14 53 | Industrial Sintering Furnaces
22-42 14 56 | Industrial Vacuum Furnaces
22-42 15 00 | Industrial Ovens
22-42 15 13 | Industrial Drying Ovens
22-42 15 16 | Industrial Curing Ovens
22-42 15 19 | Industrial Specialty Ovens
22-42 20 00 | Process Cooling Equipment
22-42 21 00 | Process Cooling Towers
22-42 21 13 | Open-Circuit Process Cooling Towers
22-42 21 16 | Closed-Circuit Process Cooling Towers
22-42 22 00 | Process Chillers and Coolers
22-42 22 13 | Centrifugal Process Chillers and Coolers
22-42 22 16 | Reciprocating Process Chillers and Coolers
22-42 22 19 | Refrigerant Process Chillers and Coolers
22-42 22 23 | Rotary Process Chillers and Coolers
22-42 22 26 | Thermoelectric Process Chillers and Coolers
22-42 23 00 | Process Condensers and Evaporators
22-42 23 13 | Process Condensers
22-42 23 16 | Process Cooling Evaporators
22-42 23 19 | Process Humidifiers
22-42 30 00 | Process Drying Equipment
22-42 31 00 | Gas Dryers and Dehumidifiers
22-42 31 13 | Drying Evaporators
22-42 31 16 | Desiccant Equipment
22-42 31 19 | Regenerative Dryers
22-42 31 23 | Refrigerant Dryers
22-42 32 00 | Material Dryers
22-42 32 13 | Centrifugal Material Dryers
22-42 32 16 | Conveyor Material Dryers
22-42 32 19 | Flash Material Dryers
22-42 32 23 | Fluid-Bed Material Dryers
22-42 32 26 | Material Roasters
22-42 32 29 | Rotary-Kiln Material Dryers
22-42 32 33 | Spray Material Dryers
22-42 32 36 | Tower Material Dryers
22-42 32 39 | Vacuum Material Dryers
22-42 32 43 | Specialty Material Dryers
22-43 00 00 | Process Gas and Liquid Handling, Purification, and Storage Equipment
22-43 01 00 | Operation and Maintenance of Process Gas and Liquid Handling, Purification, and Storage Equipment
22-43 01 10 | Operation and Maintenance of Gas Handling Equipment
22-43 01 10 13 | Gas Blowers Maintenance and Rehabilitation
22-43 01 10 16 | Gas Compressors Maintenance and Rehabilitation
22-43 01 20 | Operation and Maintenance of Liquid Handling Equipment
22-43 01 20 13 | Liquid Pumps Maintenance and Rehabilitation
22-43 01 20 16 | Liquid Process Equipment Maintenance and Rehabilitation
22-43 01 30 | Operation and Maintenance of Gas and Liquid Hi-Purification Equipment
22-43 01 40 | Operation and Maintenance of Gas and Liquid Storage
22-43 01 40 13 | Non-pressurized Tanks Cleaning, Maintenance, and Rehabilitation
22-43 01 40 16 | Pressurized Tanks Cleaning, Maintenance, and Rehabilitation
22-43 05 00 | Common Work Results for Process Gas and Liquid Handling, Purification, and Storage Equipment
22-43 05 05 | Selective Demolition for Process Gas and Liquid Handling, Purification, and Storage Equipment.
22-43 05 10 | Common Work Results for Gas Handling Equipment
22-43 05 20 | Common Work Results for Liquid Handling Equipment
22-43 05 30 | Common Work Results for Gas and Liquid Hi-Purification Equipment
22-43 05 40 | Common Work Results for Gas and Liquid Storage
22-43 06 00 | Schedules for Process Gas and Liquid Handling, Purification, and Storage Equipment
22-43 06 10 | Schedules for Gas Handling Equipment
22-43 06 20 | Schedules for Liquid Handling Equipment
22-43 06 30 | Schedules for Gas and Liquid Hi-Purification Equipment
22-43 06 40 | Schedules for Gas and Liquid Storage
22-43 08 00 | Commissioning of Process Gas and Liquid Handling, Purification, and Storage Equipment
22-43 08 10 | Commissioning of Gas Handling Equipment
22-43 08 20 | Commissioning of Liquid Handling Equipment
22-43 08 30 | Commissioning of Gas and Liquid Purification Equipment
22-43 08 40 | Commissioning of Gas and Liquid Storage
22-43 10 00 | Gas Handling Equipment
22-43 11 00 | Gas Fans, Blowers, Pumps and Boosters
22-43 11 11 | Direct Drive Single Stage Centrifugal Blowers
22-43 11 12 | Integrally Geared Single Stage Centrifugal Blowers
22-43 11 13 | Separately Geared Single Stage Centrifugal Blowers
22-43 11 14 | Direct Drive Integral Shaft Single Stage Centrifugal Blowers
22-43 11 17 | Horizontally Split Multistage Centrifugal Blowers
22-43 11 18 | Vertically Split Multistage Centrifugal Blowers
22-43 11 19 | Centrifugal Fans
22-43 11 23 | Axial Blowers
22-43 11 26 | Axial Fans
22-43 11 31 | Rotary Helical Screw Blowers
22-43 11 33 | Rotary Lobe Blowers
22-43 11 34 | Regenerative Rotary Blowers
22-43 11 36 | Rotary Vane Blowers
22-43 11 41 | Gas-handling Venturi Jet Pumps
22-43 11 43 | Gas-handling Vacuum Pumps
22-43 11 46 | Gas Boosters
22-43 12 00 | Gas Compressors
22-43 12 11 | Centrifugal Compressors
22-43 12 13 | Diagonal or Mixed-flow Compressors
22-43 12 16 | Axial-flow Compressors
22-43 12 33 | Single-acting Reciprocating Compressors
22-43 12 34 | Double-acting Reciprocating Compressors
22-43 12 37 | Diaphragm Reciprocating Compressors
22-43 12 51 | Rotary Screw Compressors
22-43 12 53 | Rotary Vane Compressors
22-43 12 56 | Rotary Liquid-ring Compressors
22-43 12 57 | Rotary Scroll Compressors
22-43 13 00 | Gas Process Equipment
22-43 13 13 | Gas Blenders
22-43 13 19 | Gas Mixers
22-43 13 23 | Gas Pressure Regulators
22-43 13 31 | Gas Separation Equipment
22-43 13 33 | Gas Dehydration Equipment
22-43 13 36 | Combined Gas Separation and Dehydration Equipment
22-43 13 39 | Gas Recovery and Condensing Equipment
22-43 13 43 | Waste Gas Burner System
22-43 13 46 | Gas Control and Safety Equipment
22-43 15 00 | Process Air and Gas Filters
22-43 15 13 | Blower Intake and Turbine Air Filters
22-43 15 13 13 | Static Prefilters
22-43 15 13 16 | Static Final Filters
22-43 15 13 19 | Static HEPA Filters
22-43 15 13 23 | Pulse Filters
22-43 15 33 | Grease Filters
22-43 15 43 | Mist Eliminators
22-43 15 63 | High-temperature Air Filters
22-43 15 73 | Multiple-application Air Filters
22-43 15 73 11 | Air Filter Media
22-43 15 73 12 | Permanent Washable Filters
22-43 15 73 13 | Poly-ring Air Filters
22-43 15 73 15 | Rigid Cell Filters
22-43 15 73 17 | Automatic Roll-type Air Filters
22-43 15 76 | Chemical Media for Air and Gas Filters
22-43 20 00 | Liquid Handling Equipment
22-43 22 00 | Liquid Process Equipment
22-43 22 11 | Process Water Electronic Conditioning Equipment
22-43 22 13 | Liquid Aeration Devices
22-43 22 16 | Liquid Agitators
22-43 22 19 | Liquid Blenders
22-43 22 23 | Liquid Centrifuges
22-43 22 26 | Liquid Deaerators
22-43 22 29 | Drum Handling Liquid Process Equipment
22-43 22 33 | Liquid Emulsifiers
22-43 22 36 | Liquid Evaporators
22-43 22 39 | Liquid Feeders
22-43 22 56 | Liquid Process Mixers
22-43 22 59 | Liquid Process Pressure Regulators
22-43 22 63 | Liquid Separation Towers
22-43 22 66 | Liquid Weigh Systems
22-43 22 69 | Liquid Grease Receiving and Dewatering Systems
22-43 22 73 | Liquid Fillers
22-43 22 76 | Liquid Screeners
22-43 22 79 | Liquid Clarifiers
22-43 22 83 | Liquid Classifiers
22-43 22 86 | Liquid Homogenizers
22-43 22 89 | Liquid Presses
22-43 22 96 | Liquid Versators
22-43 22 99 | Liquid Votators
22-43 23 00 | Dry Location Liquid Pumps
22-43 23 13 | Overhung Horizontal Centrifugal Pumps
22-43 23 13 13 | Overhung Flexibly-coupled Horizontal Axial Flow Centrifugal Pumps
22-43 23 13 14 | Overhung Flexibly-coupled Horizontal Frame-mounted Centrifugal Pumps
22-43 23 13 17 | Overhung Flexibly-coupled Horizontal Foot-mounted Centrifugal Pumps
22-43 23 13 19 | Overhung Flexibly-coupled Horizontal Foot-mounted Self-priming Centrifugal Pumps
22-43 23 13 21 | Overhung Flexibly-coupled Horizontal Centerline-mounted Centrifugal Pumps
22-43 23 13 23 | Overhung Flexibly-coupled, Magnetic Drive, Sealless Horizontal Centrifugal Pumps
22-43 23 13 24 | Overhung Close-coupled High-speed Integral Gear Centrifugal Pumps
22-43 23 13 27 | Overhung Close-coupled Horizontal Centrifugal Pumps
22-43 23 13 29 | Overhung Close-coupled Sealless with Canned Motor Horizontal Centrifugal Pumps
22-43 23 21 | Between-Bearings Impeller Centrifugal Pumps
22-43 23 21 13 | Between-bearings Impeller, One- and Two-stage Axially-split Centrifugal Pumps
22-43 23 21 14 | Between-bearings Impeller, One- and Two-stage, Radially-split Centrifugal Pumps
22-43 23 21 17 | Between-bearings Impeller, Multiple-stage, Axially-split Centrifugal Pumps
22-43 23 21 19 | Between-bearings Impeller, Multiple-stage, Radially-split Centrifugal Pumps
22-43 23 21 21 | Between-bearings Impeller, Multiple-stage, Radially-split, Single Casing Centrifugal Pumps
22-43 23 21 23 | Between-bearings Impeller, Multiple-stage, Radially-split, Double Casing Centrifugal Pumps
22-43 23 31 | Vertical Centrifugal Pumps
22-43 23 31 13 | Overhung Flexibly-coupled Vertical Centrifugal Pumps
22-43 23 31 14 | Overhung Flexibly-coupled Vertical Inline Centrifugal Pumps
22-43 23 31 17 | Overhung Flexibly-coupled Vertical End-suction Centrifugal Pumps
22-43 23 31 19 | Overhung Flexibly-coupled, Magnetic Drive, Sealless Vertical Centrifugal Pumps
22-43 23 31 21 | Overhung Close-coupled Vertical Inline Centrifugal Pumps
22-43 23 31 23 | Overhung Close-coupled Vertical End Suction Centrifugal Pumps
22-43 23 31 24 | Overhung Close-coupled Sealless with Canned Motor Vertical Centrifugal Pumps
22-43 23 31 27 | Overhung Rigidly-coupled Vertical Inline Centrifugal Pumps
22-43 23 31 29 | Overhung Close-coupled Vertical Centrifugal Pumps
22-43 23 51 | Vane Pumps
22-43 23 53 | Piston Pumps
22-43 23 53 13 | Piston Axial Rotary Pumps
22-43 23 53 23 | Piston Radial Rotary Pumps
22-43 23 53 33 | Circumferential Single-Piston Rotary Pumps
22-43 23 53 36 | Circumferential Multiple-Piston Rotary Pumps
22-43 23 54 | Flexible Member Pumps
22-43 23 54 13 | Flexible Tube Rotary Pumps
22-43 23 54 23 | Flexible Vane Rotary Pumps
22-43 23 54 33 | Flexible Liner Rotary Pumps
22-43 23 56 | Gear Pumps
22-43 23 56 13 | External Gear Rotary Pumps
22-43 23 56 23 | Internal Gear Rotary Pumps
22-43 23 57 | Progressing Cavity Pumps
22-43 23 58 | Lobe Pumps
22-43 23 58 13 | Single-Lobe Rotary Pumps
22-43 23 58 23 | Multiple-Lobe Rotary Pumps
22-43 23 59 | Screw Pumps
22-43 23 59 13 | Single-Screw Rotary Pumps
22-43 23 59 23 | Multiple-Screw Rotary Pumps
22-43 23 71 | Air-Operated Diaphragm Reciprocating Pumps
22-43 23 71 13 | Air-Operated Diaphragm Simplex Single-Acting Reciprocating Pumps
22-43 23 71 23 | Air-Operated Diaphragm Simplex Double-Acting Reciprocating Pumps
22-43 23 71 33 | Air-Operated Diaphragm Duplex Single-acting Reciprocating Pumps
22-43 23 71 43 | Air-Operated Diaphragm Duplex Double-acting Reciprocating Pumps
22-43 23 72 | Air-Operated Bellows Reciprocating Pumps
22-43 23 72 13 | Air-Operated Bellows Simplex Single-Acting Reciprocating Pumps
22-43 23 72 23 | Air-Operated Bellows Simplex Double-Acting Reciprocating Pumps
22-43 23 72 33 | Air-Operated Bellows Duplex Single-Acting Reciprocating Pumps
22-43 23 72 43 | Air-Operated Bellows Duplex Double-Acting Reciprocating Pumps
22-43 23 73 | Air-Operated Piston Reciprocating Pumps
22-43 23 73 13 | Air-Operated Piston Simplex Single-Acting Reciprocating Pumps
22-43 23 73 23 | Air-Operated Piston Simplex Double-Acting Reciprocating Pumps
22-43 23 73 33 | Air-Operated Piston Duplex Single-Acting Reciprocating Pumps
22-43 23 73 43 | Air-Operated Piston Duplex Double-Acting Reciprocating Pumps
22-43 23 74 | Steam Horizontal Reciprocating Pumps
22-43 23 74 13 | Steam Horizontal Double-Acting Piston Simplex Reciprocating Pumps
22-43 23 74 23 | Steam Horizontal Double-Acting Piston Duplex Reciprocating Pumps
22-43 23 74 33 | Steam Horizontal Double-Acting Plunger Simplex Reciprocating Pumps
22-43 23 74 43 | Steam Horizontal Double-Acting Plunger Duplex Reciprocating Pumps
22-43 23 75 | Steam Vertical Reciprocating Pumps
22-43 23 75 13 | Steam Vertical Double-Acting Piston Simplex Reciprocating Pumps
22-43 23 75 23 | Steam Vertical Double-Acting Piston Duplex Reciprocating Pumps
22-43 23 75 33 | Steam Vertical Double-Acting Plunger Simplex Reciprocating Pumps
22-43 23 75 43 | Steam Vertical Double-acting Plunger Duplex Reciprocating Pumps
22-43 23 76 | Power Horizontal Reciprocating Pumps
22-43 23 76 11 | Power Horizontal Single-Acting Piston Simplex Reciprocating Pumps
22-43 23 76 12 | Power Horizontal Single-Acting Piston Duplex Reciprocating Pumps
22-43 23 76 13 | Power Horizontal Single-Acting Piston Multiplex Reciprocating Pumps
22-43 23 76 21 | Power Horizontal Single-Acting Plunger Simplex Reciprocating Pumps
22-43 23 76 22 | Power Horizontal Single-Acting Plunger Duplex Reciprocating Pumps
22-43 23 76 23 | Power Horizontal Single-Acting Plunger Multiplex Reciprocating Pumps
22-43 23 76 31 | Power Horizontal Double-Acting Piston Simplex Reciprocating Pumps
22-43 23 76 32 | Power Horizontal Double-Acting Piston Duplex Reciprocating Pumps
22-43 23 76 33 | Power Horizontal Double-Acting Piston Multiplex Reciprocating Pumps
22-43 23 76 41 | Power Horizontal Double-Acting Plunger Simplex Reciprocating Pumps
22-43 23 76 42 | Power Horizontal Double-Acting Plunger Duplex Reciprocating Pumps
22-43 23 76 43 | Power Horizontal Double-Acting Plunger Multiplex Reciprocating Pumps
22-43 23 77 | Power Vertical Reciprocating Pumps
22-43 23 77 11 | Power Vertical Single-Acting Piston Simplex Reciprocating Pumps
22-43 23 77 12 | Power Vertical Single-Acting Piston Duplex Reciprocating Pumps
22-43 23 77 13 | Power Vertical Single-Acting Piston Multiplex Reciprocating Pumps
22-43 23 77 21 | Power Vertical Single-Acting Plunger Simplex Reciprocating Pumps
22-43 23 77 22 | Power Vertical Single-Acting Plunger Duplex Reciprocating Pumps
22-43 23 77 23 | Power Vertical Single-Acting Plunger Multiplex Reciprocating Pumps
22-43 23 77 31 | Power Vertical Double-Acting Piston Simplex Reciprocating Pumps
22-43 23 77 32 | Power Vertical Double-Acting Piston Duplex Reciprocating Pumps
22-43 23 77 33 | Power Vertical Double-Acting Piston Multiplex Reciprocating Pumps
22-43 23 77 41 | Power Vertical Double-Acting Plunger Simplex Reciprocating Pumps
22-43 23 77 42 | Power Vertical Double-Acting Plunger Duplex Reciprocating Pumps
22-43 23 77 43 | Power Vertical Double-Acting Plunger Multiplex Reciprocating Pumps
22-43 23 78 | Controlled Volume Horizontal Reciprocating Pumps
22-43 23 78 11 | Controlled Volume Horizontal Packed Plunger Simplex Reciprocating Pumps
22-43 23 78 12 | Controlled Volume Horizontal Packed Plunger Duplex Reciprocating Pumps
22-43 23 78 13 | Controlled Volume Horizontal Packed Plunger Multiplex Reciprocating Pumps
22-43 23 78 21 | Controlled Volume Horizontal Packed Piston Simplex Reciprocating Pumps
22-43 23 78 22 | Controlled Volume Horizontal Packed Piston Duplex Reciprocating Pumps
22-43 23 78 23 | Controlled Volume Horizontal Packed Piston Multiplex Reciprocating Pumps
22-43 23 78 31 | Controlled Volume Horizontal Mechanically-Coupled Diaphragm Simplex Reciprocating Pumps
22-43 23 78 32 | Controlled Volume Horizontal Mechanically-Coupled Diaphragm Duplex Reciprocating Pumps
22-43 23 78 33 | Controlled Volume Horizontal Mechanically-Coupled Diaphragm Multiplex Reciprocating Pumps
22-43 23 78 34 | Controlled Volume Horizontal Hydraulically-Coupled Diaphragm Simplex Reciprocating Pumps
22-43 23 78 35 | Controlled Volume Horizontal Hydraulically-Coupled Diaphragm Duplex Reciprocating Pumps
22-43 23 78 36 | Controlled Volume Horizontal Hydraulically-Coupled Diaphragm Multiplex Reciprocating Pumps
22-43 23 79 | Controlled Volume Vertical Reciprocating Pumps
22-43 23 79 11 | Controlled Volume Vertical Packed Plunger Simplex Reciprocating Pumps
22-43 23 79 12 | Controlled Volume Vertical Packed Plunger Duplex Reciprocating Pumps
22-43 23 79 13 | Controlled Volume Vertical Packed Plunger Multiplex Reciprocating Pumps
22-43 23 79 21 | Controlled Volume Vertical Packed Piston Simplex Reciprocating Pumps
22-43 23 79 22 | Controlled Volume Vertical Packed Piston Duplex Reciprocating Pumps
22-43 23 79 23 | Controlled Volume Vertical Packed Piston Multiplex Reciprocating Pumps
22-43 23 79 31 | Controlled Volume Vertical Mechanically-Coupled Diaphragm Simplex Reciprocating Pumps
22-43 23 79 32 | Controlled Volume Vertical Mechanically-Coupled Diaphragm Duplex Reciprocating Pumps
22-43 23 79 33 | Controlled Volume Vertical Mechanically-Coupled Diaphragm Multiplex Reciprocating Pumps
22-43 23 79 34 | Controlled Volume Vertical Hydraulically-Coupled Diaphragm Simplex Reciprocating Pumps
22-43 23 79 35 | Controlled Volume Vertical Hydraulically-Coupled Diaphragm Duplex Reciprocating Pumps
22-43 23 79 36 | Controlled Volume Vertical Hydraulically-Coupled Diaphragm Multiplex Reciprocating Pumps
22-43 24 00 | Suspended Liquid Pumps
22-43 24 11 | Vertically Suspended Single-Casing Submersible Centrifugal Pumps
22-43 24 13 | Vertically Suspended Single-Casing Discharge-through-column Centrifugal Pumps
22-43 24 13 13 | Vertically Suspended Single-Casing Discharge-through-column Diffuser Centrifugal Pumps
22-43 24 13 23 | Vertically Suspended Single-Casing Discharge-through-column Volute Centrifugal Pumps
22-43 24 13 33 | Vertically Suspended Single-Casing Discharge-through-column Axial Flow Centrifugal Pumps
22-43 24 16 | Vertically Suspended Single-casing Separate Discharge (Sump) Centrifugal Pumps
22-43 24 16 13 | Vertically Suspended Single-Casing Separate Discharge (Sump) Line Shaft Centrifugal Pumps
22-43 24 16 23 | Vertically Suspended Single-Casing Separate Discharge (Sump) Cantilever Centrifugal Pumps
22-43 24 21 | Vertically Suspended Double-Casing Centrifugal Pumps
22-43 24 21 13 | Vertically Suspended Double-Casing Diffuser Centrifugal Pumps
22-43 24 21 23 | Vertically Suspended Double-Casing Volute Centrifugal Pumps
22-43 24 26 | Vertically Suspended Inline Casing Diffuser Centrifugal Pumps
22-43 24 41 | Archimedes Screw Pumps
22-43 24 41 13 | Positive-Displacement Inclined Open Archimedes Screw-type Pumps
22-43 24 41 23 | Positive-Displacement Inclined Closed-casing Archimedes Screw-type Pumps
22-43 25 00 | Submersible/Immersible Liquid Pumps
22-43 25 13 | Overhung Close-Coupled Submersible Centrifugal Pumps
22-43 25 13 13 | Overhung Close-Coupled Submersible Diffuser Centrifugal Pumps
22-43 25 13 23 | Overhung Close-Coupled Submersible Volute Centrifugal Pumps
22-43 25 50 | Positive Displacement Submersible Liquid Pumps
22-43 26 00 | Specialized Liquid Pumps
22-43 26 13 | Submersible Grinder Pumps
22-43 26 30 | Regenerative Centrifugal Pumps
22-43 26 30 13 | Overhung Impeller Regenerative Turbine Pumps
22-43 26 30 21 | Overhung Impeller Single-Stage Regenerative Turbine Pumps
22-43 26 30 23 | Overhung Impeller Two-Stage Regenerative Turbine Pumps
22-43 26 30 26 | Between-Bearings Impeller Regenerative Turbine Pumps
22-43 26 30 27 | Between-Bearings Impeller Single-Stage Regenerative Turbine Pumps
22-43 26 30 29 | Between-Bearings Impeller Two-Stage Regenerative Turbine Pumps
22-43 26 40 | Regenerative Turbine Pumps
22-43 26 60 | Regenerative Vacuum Pumps
22-43 26 70 | Rotating-Case Pumps
22-43 27 00 | Process Liquid Filters
22-43 27 13 | Cyclonic Liquid Filters
22-43 27 16 | Centrifugal Horizontal Pressure Leaf Liquid Filters
22-43 27 19 | Press Liquid Filters
22-43 27 23 | Liquid Bag Filters
22-43 27 33 | Mechanically Cleaned Liquid Filters
22-43 27 43 | Tubular Backwashing Liquid Filters
22-43 27 53 | Vacuum Belt Liquid Filters
22-43 27 63 | Woven Media Liquid Filters
22-43 27 63 13 | Disc Liquid Filters
22-43 27 63 23 | Rotating Drum Liquid Filters
22-43 27 63 33 | Layer Liquid Filters
22-43 27 63 43 | Candle Liquid Filters
22-43 27 63 53 | Vertical Leaf Liquid Filters
22-43 27 73 | Nonwoven Media Liquid Filters
22-43 27 73 13 | Surface Liquid Filters
22-43 27 73 23 | Depth Liquid Filters
22-43 30 00 | Gas and Liquid Purification Equipment
22-43 31 00 | Gas and Liquid Purification Filtration Equipment
22-43 31 13 | Gas and Liquid Purification Filters
22-43 31 13 13 | Activated Carbon-Gas and Liquid Purification Filters
22-43 31 13 16 | Gas and Liquid Purification Filter Presses
22-43 31 13 19 | High-Purity Cartridge Gas and Liquid Purification Filters
22-43 31 13 23 | Membrane Diaphragm Gas and Liquid Purification Filters
22-43 31 13 26 | Multimedia Gas and Liquid Purification Filters
22-43 31 13 29 | Pretreatment Cartridge Gas and Liquid Purification Filters
22-43 31 13 33 | Ultrafilter Units
22-43 32 00 | Gas and Liquid Purification Process Equipment
22-43 32 13 | Gas and Liquid Purification Process Beds
22-43 32 13 13 | Anion-Gas and Liquid Purification Process Beds
22-43 32 13 16 | Cation-Gas and Liquid Purification Process Beds
22-43 32 23 | Gas and Liquid Purification Process Clarifier Systems
22-43 32 26 | Gas and Liquid Purification Decarbonators
22-43 32 29 | Electronic Deionization Purification Units
22-43 32 33 | External Regeneration Systems
22-43 32 36 | Mixed-Bed Ion-Exchange Vessels
22-43 32 39 | Gas and Liquid Purification Mixed Beds
22-43 32 39 13 | Externally Regenerable Gas and Liquid Purification Mixed Beds
22-43 32 39 16 | In-Situ Regenerable Gas and Liquid Purification Mixed Beds
22-43 32 53 | Packed-Bed Ion-Exchange Vessels
22-43 32 56 | Reverse-Osmosis Purification Units
22-43 32 59 | Gas and Liquid Purification Scrubbers
22-43 32 63 | Ultraviolet Sterilizers
22-43 32 66 | Vacuum Degasifiers
22-43 32 69 | Chemical Feed Systems
22-43 32 73 | Ozonation Equipment
22-43 32 76 | Chlorination Equipment
22-43 40 00 | Gas and Liquid Storage
22-43 41 00 | Non-pressurized Tanks and Vessels
22-43 41 11 | Bolted Steel Tanks
22-43 41 13 | Welded Steel Tanks
22-43 41 13 13 | Glass-lined Welded Steel Tanks
22-43 41 13 23 | Rubber-lined Welded Steel Tanks
22-43 41 13 33 | Epoxy-lined Welded Steel Tanks
22-43 41 13 43 | Ceramic-lined Welded Steel Tanks
22-43 41 23 | Stainless Steel Tanks
22-43 41 26 | Aluminum Tanks
22-43 41 31 | Metallic Specialty Tanks
22-43 41 41 | Polyvinyl Chloride Tanks
22-43 41 43 | Polyethylene Tanks
22-43 41 45 | Fiberglass Reinforced Plastic Tanks
22-43 41 53 | Wood Stave Tanks
22-43 41 63 | Precast Concrete Tanks
22-43 41 73 | Ceramic Tanks
22-43 41 83 | Non-metallic Specialty Tanks
22-43 42 00 | Pressurized Tanks and Vessels
22-43 42 11 | Cast Iron Pressure Tanks
22-43 42 13 | Ductile Iron Pressure Tanks
22-43 42 21 | Welded Steel Pressure Tanks
22-43 42 23 | Glass-lined Steel Pressure Tanks
22-43 42 26 | Welded Steel Gas Storage Sphere
22-43 42 33 | Stainless Steel Pressure Tanks
22-43 42 36 | Aluminum Pressure Tanks
22-43 42 41 | Metallic Specialty Pressure Tanks
22-43 42 53 | Fiberglass Reinforced Plastic Pressure Tanks
22-43 42 83 | Non-metallic Specialty Pressure Tanks
22-44 00 00 | Pollution and Waste Control Equipment
22-44 01 00 | Operation and Maintenance of Pollution and Waste Control Equipment
22-44 01 10 | Operation and Maintenance of Air Pollution Control
22-44 01 20 | Operation and Maintenance of Noise Pollution Control
22-44 01 30 | Operation and Maintenance of Odor Control Equipment
22-44 01 40 | Operation and Maintenance of Water Pollution Control Equipment
22-44 01 50 | Operation and Maintenance of Solid Waste Control and Reuse
22-44 01 60 | Operation and Maintenance of Waste Thermal Processing Equipment
22-44 05 00 | Common Work Results for Pollution and Waste Control Equipment
22-44 05 05 | Selective Demolition for Pollution and Waste Control Equipment
22-44 06 00 | Schedules for Pollution and Waste Control Equipment
22-44 06 10 | Schedules for Air Pollution Control
22-44 06 20 | Schedules for Noise Pollution Control
22-44 06 30 | Schedules for Odor Control Equipment
22-44 06 40 | Schedules for Water Pollution Control Equipment
22-44 06 50 | Schedules for Solid Waste Control and Reuse
22-44 06 60 | Schedules for Waste Thermal Processing Equipment
22-44 08 00 | Commissioning of Pollution and Waste Control Equipment
22-44 08 10 | Commissioning of Air Pollution Control
22-44 08 20 | Commissioning of Noise Pollution Control
22-44 08 30 | Commissioning of Odor Control Equipment
22-44 08 40 | Commissioning Water Pollution Control Equipment
22-44 08 50 | Commissioning Solid Waste Control and Reuse
22-44 08 60 | Commissioning of Waste Thermal Processing Equipment
22-44 10 00 | Air Pollution Control
22-44 11 00 | Particulate Control Equipment
22-44 11 13 | Fugitive Dust Control
22-44 11 16 | Fugitive Dust Barrier Systems
22-44 11 19 | Atmospheric Air Quality Monitoring Equipment
22-44 11 20 | Gravitational Separators
22-44 11 31 | Venturi Scrubbing Equipment
22-44 11 33 | Spray Tower/Chamber Scrubbing Equipment
22-44 11 36 | Cyclone Scrubbing Equipment
22-44 11 51 | Pulse Jet Fabric Filtration Equipment
22-44 11 53 | Reverse Flow Fabric Filtration Equipment
22-44 11 54 | Shake/Deflate Fabric Filtration Equipment
22-44 11 56 | Cartridge Filtration Equipment
22-44 11 59 | Disposable Dry Filtration Equipment
22-44 11 71 | Cyclone Dust Collection Equipment
22-44 11 73 | Multicylone Dust Collection Equipment
22-44 11 76 | Mist Elimination Equipment
22-44 11 93 | Wet Electrostatic Precipitator Equipment
22-44 11 96 | Dry Plate Electrostatic Precipitator Equipment
22-44 13 00 | Gaseous Air Pollution Control Equipment
22-44 13 11 | Spray Tower/Chamber Absorption Equipment
22-44 13 13 | Packed Tower/Chamber Absorption Equipment
22-44 13 14 | Tray Tower Absorption Equipment
22-44 13 16 | Jet Bubbling Reactor Equipment
22-44 13 17 | Venturi Absorption Equipment
22-44 13 20 | Vacuum Extraction Systems
22-44 13 31 | Powdered Injection Adsorption Equipment
22-44 13 33 | Fluidized Bed Adsorption Equipment
22-44 13 34 | Fixed Bed Adsorption Equipment
22-44 13 36 | Rotary Bed Adsorption Equipment
22-44 13 39 | Radial Bed Adsorption Equipment
22-44 13 51 | Thermal Oxidation Equipment
22-44 13 53 | Catalytic Oxidation Equipment
22-44 13 56 | Flare Oxidation Equipment
22-44 13 59 | Claus Sulfur Recovery Equipment
22-44 13 71 | Thermal Reduction Equipment
22-44 13 73 | Catalytic Reduction Equipment
22-44 13 76 | Non-catalytic Reduction Equipment
22-44 13 77 | Selective Non-catalytic Reduction Equipment
22-44 13 81 | Condensation Systems
22-44 13 83 | Contact Condensing Equipment
22-44 13 86 | Solvent Recovery Equipment
22-44 13 91 | Biofilter Media
22-44 13 93 | Fixed Bed Biofilter Equipment
22-44 13 96 | Fixed Bed Biotrickling Filter Equipment
22-44 13 97 | Fixed Bed Bioscrubbing Equipment
22-44 20 00 | Noise Pollution Control
22-44 21 00 | Noise Pollution Control Equipment
22-44 21 13 | Fixed Noise Abatement Barriers
22-44 21 16 | Flexible Noise Abatement Barriers
22-44 21 19 | Portable Noise Abatement Barriers
22-44 21 23 | Noise Pollution Silencers
22-44 21 26 | Frequency Cancellers
22-44 30 00 | Odor Control
22-44 31 00 | Odor Treatment Equipment
22-44 31 11 | Wet Chemical Packed Tower Odor Control Equipment
22-44 31 13 | Chemical Mist System Odor Control Equipment
22-44 31 16 | Activated Carbon Adsorption Odor Control Equipment
22-44 31 19 | Packaged Odor Control Systems
22-44 31 21 | Odor Control Biofilters
22-44 31 28 | Odor Control Biofilter Aeration Floor
22-44 31 29 | Odor Control Biofilter Media
22-44 31 31 | Odor Control Biotrickling Filter Equipment
22-44 31 33 | Odor Control Bioscrubbing Equipment
22-44 31 41 | Odor Control Vapor Combustion Equipment
22-44 31 83 | Adjusting and Balancing Odor Control Systems
22-44 32 00 | Odor Dispersing and Masking/Counteracting Equipment
22-44 32 13 | Odor Dispersing Exhaust Stacks
22-44 32 13 13 | Fan-equipped Odor Dispersing Exhaust Stacks
22-44 32 23 | Odor Masking/Counteracting Equipment
22-44 40 00 | Water Pollution Control Equipment
22-44 41 00 | Water Pollution Containment and Cleanup Equipment
22-44 41 13 | Spill Cleanup
22-44 41 21 | Containment Booms
22-44 41 23 | Marine Spill Accessories
22-44 41 31 | Spill Decks
22-44 41 32 | Drum Containment Units
22-44 41 33 | Containment Pallets
22-44 41 34 | Prefabricated Spill Containment Curbing
22-44 41 36 | Prefabricated Spill Containment Berms
22-44 41 37 | Prefabricated Berms for Tank Containment
22-44 41 41 | Collapsible Storage Tanks
22-44 50 00 | Solid Waste Control and Reuse
22-44 51 00 | Solid Waste Collection, Transfer, and Hauling Equipment
22-44 51 13 | Solid Waste Portable Containers
22-44 51 16 | Solid Waste Stationary Containers
22-44 51 23 | Solid Waste Transfer Trailers
22-44 53 00 | Solid Waste Processing Equipment
22-44 53 11 | Live-floor Storage Bins
22-44 53 13 | Refuse Cranes and Accessories
22-44 53 16 | Solid Waste Screens
22-44 53 21 | Car Crushers
22-44 53 23 | Shears and Guillotines
22-44 53 26 | Shredders and Grinders
22-44 53 27 | Perforators
22-44 53 31 | Bag Breakers
22-44 53 33 | Granulators
22-44 53 36 | Crumb Rubber Systems
22-44 53 39 | Briquetters
22-44 53 41 | Vibratory Table Separation Equipment
22-44 53 43 | Ferrous Metals Separation Equipment
22-44 53 44 | Eddy Current Separators
22-44 53 46 | Single-stream Materials Separation Equipment
22-44 53 49 | Ballistic Separators
22-44 53 51 | Air Classifying Equipment
22-44 53 52 | Air Knives
22-44 53 53 | Optical Sorting Equipment
22-44 53 56 | Packaged Sorting Stations
22-44 53 59 | Packaged Reclaimer Stations
22-44 53 61 | Solid Waste Compactors
22-44 53 63 | Solid Waste Baling Equipment
22-44 53 64 | Bagging Equipment
22-44 53 66 | Wrappers
22-44 53 73 | Solid Waste Liquid Extraction Equipment
22-44 55 00 | Composting Equipment
22-44 55 11 | Electromechanical Composters
22-44 55 13 | Compost Screening Equipment
22-44 55 16 | Compost Shredding Equipment
22-44 55 23 | Compost Pile Turning Equipment
22-44 55 26 | Compost Mixing and Blending Equipment
22-44 55 33 | In-vessel Composing Equipment
22-44 55 43 | Compost Pad System
22-44 55 73 | Compost Liquid Extraction Equipment
22-44 60 00 | Waste Thermal Processing Equipment
22-44 61 00 | Waste-to-Energy Plants
22-44 61 13 | Waste Receiving, Management, and Feed Equipment
22-44 61 16 | Mass Burn Combustion Equipment
22-44 61 23 | Refuse-derived Fuel Feed Equipment
22-44 61 26 | Refuse-derived Fuel Combustion Equipment
22-44 61 29 | Modular Combustion System Equipment
22-44 61 31 | Ash Handling Equipment
22-44 61 33 | Post-combustion Ferrous Metals Recovery Equipment
22-44 61 36 | Post-combustion Non-ferrous Metals Recovery Equipment
22-44 62 00 | Fluidized Bed Combustion Equipment
22-44 63 00 | Rotary Kiln Incinerators
22-44 64 00 | Gasification Equipment
22-44 64 13 | Counter-current Fixed Bed Gasification Equipment
22-44 64 23 | Co-current Fixed Bed Gasification Equipment
22-44 64 33 | Fluidized Bed Gasification Equipment
22-44 64 43 | Entrained Flow Gasification Equipment
22-44 64 53 | Plasma Arc Gasification Equipment
22-44 65 00 | Pyrolysis Equipment
22-44 66 00 | Hazardous Waste and Medical Waste Incinerators
22-44 67 00 | Heat Recovery Equipment for Waste Thermal Processing
22-44 68 00 | Synthesis Gas Cleanup and Handling Equipment
22-45 00 00 | Industry-Specific Manufacturing Equipment
22-45 05 00 | Common Work Results for Industry-Specific Manufacturing Equipment
22-45 05 05 | Selective Demolition for Industry-Specific Manufacturing Equipment
22-45 08 00 | Commissioning of Industry-Specific Manufacturing Equipment
22-45 11 00 | Oil and Gas Extraction Equipment
22-45 11 01 | Operation and Maintenance of Oil and Gas Extraction Equipment
22-45 11 06 | Schedules for Oil and Gas Extraction Equipment
22-45 11 10 | User-Defined Oil and Gas Extraction Equipment
22-45 12 00 | User-Defined Oil and Gas Extraction Equipment
22-45 13 00 | Mining Machinery and Equipment
22-45 13 01 | Operation and Maintenance of Mining Machinery and Equipment
22-45 13 06 | Schedules for Mining Machinery and Equipment
22-45 13 10 | User-Defined Mining Machinery and Equipment
22-45 14 00 | User-Defined Mining Machinery and Equipment
22-45 15 00 | Food Manufacturing Equipment
22-45 15 01 | Operation and Maintenance of Food Manufacturing Equipment
22-45 15 06 | Schedules for Food Manufacturing Equipment
22-45 15 10 | User-Defined Food Manufacturing Equipment
22-45 16 00 | User-Defined Food Manufacturing Equipment
22-45 17 00 | Beverage and Tobacco Manufacturing Equipment
22-45 17 01 | Operation and Maintenance of Beverage and Tobacco Manufacturing Equipment
22-45 17 06 | Schedules for Beverage and Tobacco Manufacturing Equipment
22-45 17 10 | User-Defined Beverage and Tobacco Manufacturing Equipment
22-45 18 00 | User-Defined Beverage and Tobacco Manufacturing Equipment
22-45 19 00 | Textiles and Apparel Manufacturing Equipment
22-45 19 01 | Operation and Maintenance of Textiles and Apparel Manufacturing Equipment
22-45 19 06 | Schedules for Textiles and Apparel Manufacturing Equipment
22-45 19 10 | User-Defined Textiles and Apparel Manufacturing Equipment
22-45 20 00 | User-Defined Textiles and Apparel Manufacturing Equipment
22-45 21 00 | Leather and Allied Product Manufacturing Equipment
22-45 21 01 | Operation and Maintenance of Leather and Allied Product Manufacturing Equipment
22-45 21 06 | Schedules for Leather and Allied Product Manufacturing Equipment
22-45 21 10 | User-Defined Leather and Allied Product Manufacturing Equipment
22-45 22 00 | User-Defined Leather and Allied Product Manufacturing Equipment
22-45 23 00 | Wood Product Manufacturing Equipment
22-45 23 01 | Operation and Maintenance of Wood Product Manufacturing Equipment
22-45 23 06 | Schedules for Wood Product Manufacturing Equipment
22-45 23 10 | User-Defined Wood Product Manufacturing Equipment
22-45 24 00 | User-Defined Wood Product Manufacturing Equipment
22-45 25 00 | Paper Manufacturing Equipment
22-45 25 01 | Operation and Maintenance of Paper Manufacturing Equipment
22-45 25 06 | Schedules for Paper Manufacturing Equipment
22-45 25 10 | User-Defined Paper Manufacturing Equipment
22-45 26 00 | User-Defined Paper Manufacturing Equipment
22-45 27 00 | Printing and Related Manufacturing Equipment
22-45 27 01 | Operation and Maintenance of Printing and Related Manufacturing Equipment
22-45 27 06 | Schedules for Printing and Related Manufacturing Equipment
22-45 27 10 | User-Defined Printing and Related Manufacturing Equipment
22-45 28 00 | User-Defined Printing and Related Manufacturing Equipment
22-45 29 00 | Petroleum and Coal Products Manufacturing Equipment
22-45 29 01 | Operation and Maintenance of Petroleum and Coal Products Manufacturing Equipment
22-45 29 06 | Schedules for Petroleum and Coal Products Manufacturing Equipment
22-45 29 10 | User-Defined Petroleum and Coal Products Manufacturing Equipment
22-45 30 00 | User-Defined Petroleum and Coal Products Manufacturing Equipment
22-45 31 00 | Chemical Manufacturing Equipment
22-45 31 01 | Operation and Maintenance of Chemical Manufacturing Equipment
22-45 31 06 | Schedules for Chemical Manufacturing Equipment
22-45 31 10 | User-Defined Chemical Manufacturing Equipment
22-45 32 00 | User-Defined Chemical Manufacturing Equipment
22-45 33 00 | Plastics and Rubber Manufacturing Equipment
22-45 33 01 | Operation and Maintenance of Plastics and Rubber Manufacturing Equipment
22-45 33 06 | Schedules for Plastics and Rubber Manufacturing Equipment
22-45 33 10 | User-Defined Plastics and Rubber Manufacturing Equipment
22-45 34 00 | User-Defined Plastics and Rubber Manufacturing Equipment
22-45 35 00 | Nonmetallic Mineral Product Manufacturing Equipment
22-45 35 01 | Operation and Maintenance of Nonmetallic Mineral Product Manufacturing Equipment
22-45 35 06 | Schedules for Nonmetallic Mineral Product Manufacturing Equipment
22-45 35 10 | User-Defined Nonmetallic Mineral Product Manufacturing Equipment
22-45 36 00 | User-Defined Nonmetallic Mineral Product Manufacturing Equipment
22-45 37 00 | Primary Metal Manufacturing Equipment
22-45 37 01 | Operation and Maintenance of Primary Metal Manufacturing Equipment
22-45 37 06 | Schedules for Primary Metal Manufacturing Equipment
22-45 37 10 | User-Defined Primary Metal Manufacturing Equipment
22-45 38 00 | User-Defined Primary Metal Manufacturing Equipment
22-45 39 00 | Fabricated Metal Product Manufacturing Equipment
22-45 39 01 | Operation and Maintenance of Fabricated Metal Product Manufacturing Equipment
22-45 39 06 | Schedules for Fabricated Metal Product Manufacturing Equipment
22-45 39 10 | User-Defined Fabricated Metal Product Manufacturing Equipment
22-45 40 00 | User-Defined Fabricated Metal Product Manufacturing Equipment
22-45 41 00 | Machinery Manufacturing Equipment
22-45 41 01 | Operation and Maintenance of Machinery Manufacturing Equipment
22-45 41 06 | Schedules for Machinery Manufacturing Equipment
22-45 41 10 | User-Defined Machinery Manufacturing Equipment
22-45 42 00 | User-Defined Machinery Manufacturing Equipment
22-45 43 00 | Computer and Electronic Product Manufacturing Equipment
22-45 43 01 | Operation and Maintenance of Computer and Electronic Product Manufacturing Equipment
22-45 43 06 | Schedules for Computer and Electronic Product Manufacturing Equipment
22-45 43 10 | User-Defined Computer and Electronic Product Manufacturing Equipment
22-45 44 00 | User-Defined Computer and Electronic Product Manufacturing Equipment
22-45 45 00 | Electrical Equipment, Appliance, and Component Manufacturing Equipment
22-45 45 01 | Operation and Maintenance of Electrical Equipment, Appliance, and Component Manufacturing Equipment
22-45 45 06 | Schedules for Electrical Equipment, Appliance, and Component Manufacturing Equipment
22-45 45 10 | User-Defined Electrical Equipment, Appliance, and Component Manufacturing Equipment
22-45 46 00 | User-Defined Electrical Equipment, Appliance, and Component Manufacturing Equipment
22-45 47 00 | Transportation Manufacturing Equipment
22-45 47 01 | Operation and Maintenance of Transportation Manufacturing Equipment
22-45 47 06 | Schedules for Transportation Manufacturing Equipment
22-45 47 10 | User-Defined Transportation Manufacturing Equipment
22-45 48 00 | User-Defined Transportation Manufacturing Equipment
22-45 49 00 | Furniture and Related Product Manufacturing Equipment
22-45 49 01 | Operation and Maintenance of Furniture and Related Product Manufacturing Equipment
22-45 49 06 | Schedules for Furniture and Related Product Manufacturing Equipment
22-45 49 10 | User-Defined Furniture and Related Product Manufacturing Equipment
22-45 50 00 | User-Defined Furniture and Related Product Manufacturing Equipment
22-45 52 00 | User-Defined Other Manufacturing Equipment
22-45 53 00 | Biopharmaceutical Manufacturing Equipment
22-46 00 00 | Water and Wastewater Equipment
22-46 01 00 | Operation and Maintenance of Water and Wastewater Equipment
22-46 01 07 | Operation and Maintenance of Packaged Treatment Equipment
22-46 01 20 | Operation and Maintenance of Preliminary Treatment Equipment
22-46 01 30 | Operation and Maintenance of Chemical Feed Equipment
22-46 01 40 | Operation and Maintenance of Clarification and Mixing Equipment
22-46 01 50 | Operation and Maintenance of Secondary Treatment Equipment
22-46 01 60 | Operation and Maintenance of Advanced Treatment Equipment
22-46 01 70 | Operation and Maintenance of Residuals Handling and Treatment
22-46 05 00 | Common Work Results for Water and Wastewater Equipment
22-46 05 05 | Selective Demolition for Water and Wastewater Equipment
22-46 06 00 | Schedules for Water and Wastewater Equipment
22-46 06 07 | Schedules for Packaged Treatment Equipment
22-46 06 20 | Schedules for Preliminary Treatment Equipment
22-46 06 30 | Schedules for Chemical Feed Equipment
22-46 06 40 | Schedules for Clarification and Mixing Equipment
22-46 06 50 | Schedules for Secondary Treatment Equipment
22-46 06 60 | Schedules for Advanced Treatment Equipment
22-46 06 70 | Schedules for Residuals Handling and Treatment
22-46 07 00 | Packaged Water and Wastewater Treatment Equipment
22-46 07 13 | Packaged Water Treatment Equipment
22-46 07 53 | Packaged Wastewater Treatment Equipment
22-46 08 00 | Commissioning of Water and Wastewater Equipment
22-46 08 07 | Commissioning of Packaged Treatment Equipment
22-46 08 20 | Commissioning of Preliminary Treatment Equipment
22-46 08 30 | Commissioning of Chemical Feed Equipment
22-46 08 40 | Commissioning of Clarification and Mixing Equipment
22-46 08 50 | Commissioning of Secondary Treatment Equipment
22-46 08 60 | Commissioning of Advanced Treatment Equipment
22-46 08 70 | Commissioning of Residuals Handling and Treatment
22-46 20 00 | Water and Wastewater Preliminary Treatment Equipment
22-46 21 00 | Screening Equipment
22-46 21 11 | Climber-type Bar Screens
22-46 21 13 | Chain-and-Rake Bar Screens
22-46 21 16 | Flexible Rake Bar Screens
22-46 21 17 | Catenary Bar Screens
22-46 21 19 | Continuous Belt Screens
22-46 21 23 | Cylindrical Bar Screens
22-46 21 26 | Step Screens
22-46 21 33 | Rotary Drum Screens
22-46 21 39 | Spiral Screens
22-46 21 43 | Band Screens
22-46 21 46 | Disc Screens
22-46 21 51 | Traveling Water Screens
22-46 21 53 | Perforated Plate Screens
22-46 21 56 | Wedge Wire Screens
22-46 21 57 | Element Screens
22-46 21 71 | Trash Raking Equipment
22-46 21 73 | Screenings Washing and Compacting Equipment
22-46 21 76 | Vacuum Screenings Conveying Equipment
22-46 21 79 | Screenings Storage Containers
22-46 21 83 | Septage Receiving Equipment
22-46 23 00 | Grit Removal and Handling Equipment
22-46 23 13 | Chain-and-Bucket Grit Removal Equipment
22-46 23 16 | Chain-and-Flight Grit Removal Equipment
22-46 23 23 | Vortex Grit Removal Equipment
22-46 23 27 | Cyclone Degritters
22-46 23 33 | Aerated Grit Removal Equipment
22-46 23 43 | Inline Baffled Grit Removal Equipment
22-46 23 53 | Traveling Bridge Grit Removal Equipment
22-46 23 63 | Grit Classifying and Washing Equipment
22-46 23 66 | Grit Storage Containers
22-46 24 00 | Grinding and Shredding Equipment
22-46 24 13 | Macerators
22-46 24 16 | Comminutors
22-46 24 23 | Inline Grinders
22-46 24 33 | Open-channel Grinders
22-46 24 36 | Modular Grinding-Screening-Compacting Equipment
22-46 25 00 | Oil and Grease Separation and Removal Equipment
22-46 25 13 | Coalescing Oil-Water Separators
22-46 25 16 | API Oil-Water Separators
22-46 25 23 | Grease Traps
22-46 25 33 | Dissolved Air Flotation Grease and Oil Separation Equipment
22-46 25 41 | Helical Scum Skimming and Removal Equipment
22-46 25 43 | Tipping Trough Scum Skimming and Removal Equipment
22-46 25 46 | Chain and Flight Scum Collection and Removal Equipment
22-46 25 47 | Floating Scum Skimming and Removal Equipment
22-46 30 00 | Water and Wastewater Chemical Feed Equipment
22-46 31 00 | Gas Chemical Feed Equipment
22-46 31 11 | Chlorine Gas Feed Equipment
22-46 31 13 | Sulfur Dioxide Gas Feed Equipment
22-46 31 16 | Ammonia Gas Feed Equipment
22-46 31 23 | Gas Storage, Weighing, and Leak Detection Equipment
22-46 31 26 | Emergency Gas Treatment Systems
22-46 31 33 | Chlorine Dioxide Reactors
22-46 31 43 | Carbon Dioxide Gas Feed Equipment
22-46 31 53 | Ozone Generating and Feed Equipment
22-46 31 56 | Liquid Oxygen Storage and Feed Equipment
22-46 31 59 | Cleaning Requirements for Oxygen Service
22-46 31 83 | Gas Chemical Feed Accessories and Safety Equipment
22-46 33 00 | Liquid Chemical Feed Equipment
22-46 33 13 | Sodium Hypochlorite Generating Equipment
22-46 33 23 | Liquid Chemical Weighing Equipment
22-46 33 33 | Polymer Blending and Feed Equipment
22-46 33 41 | Liquid Chemical Feed System Coordination and Integration
22-46 33 42 | Diaphragm-type Metering Pumps
22-46 33 44 | Peristaltic Metering Pumps
22-46 33 46 | Progressing Cavity Metering Pumps
22-46 33 48 | Lobe Metering Pumps
22-46 33 53 | Drum Pumps
22-46 33 66 | Liquid Chemical Transfer Pumps
22-46 33 73 | Liquid Chemical Diffusers
22-46 33 83 | Liquid Chemical Feed Accessories and Safety Equipment
22-46 36 00 | Dry Chemical Feed Equipment
22-46 36 11 | Dry Chemical Feed System Coordination and Integration
22-46 36 13 | Storage Silos
22-46 36 23 | Dry Chemical Weighing Equipment
22-46 36 33 | Volumetric Feed Equipment
22-46 36 36 | Gravimetric Feed Equipment
22-46 36 43 | Lime Slaking Equipment
22-46 36 53 | Chemical Tablet Feeding Equipment
22-46 36 83 | Dry Chemical Feed Accessories and Safety Equipment
22-46 40 00 | Water and Wastewater Clarification and Mixing Equipment
22-46 41 00 | Mixing Equipment
22-46 41 11 | Rapid Mixers
22-46 41 13 | Inline Blender-type Rapid Mixers
22-46 41 16 | Induction-type Rapid Mixing Equipment
22-46 41 17 | Inline Static Mixers
22-46 41 21 | Jet Mixing Equipment
22-46 41 23 | Submersible Mixers
22-46 41 26 | Floating Mechanical Mixers
22-46 41 27 | Paddle Mixers
22-46 41 29 | Pin Mixers
22-46 41 31 | Vertical Reel Flocculation Equipment
22-46 41 33 | Horizontal Reel Flocculation Equipment
22-46 41 34 | Vertical Turbine Flocculation Equipment
22-46 41 36 | Walking-beam Flocculation Equipment
22-46 41 38 | Horizontal Oscillating Flocculation Equipment
22-46 41 41 | Top-entering Tank Mixers
22-46 41 43 | Side-entry Tank Mixers
22-46 41 46 | Portable Tank Mixers
22-46 43 00 | Clarifier Equipment
22-46 43 11 | Chain-and-Flight Clarifier Equipment
22-46 43 14 | Traveling Bridge Clarifier Equipment
22-46 43 16 | Differential Head Clarifier Equipment
22-46 43 18 | Oscillating Scraper-type Clarifier Equipment
22-46 43 21 | Circular Clarifier Equipment
22-46 43 53 | Solids Contact Clarifier Equipment
22-46 43 61 | Flocculating Clarifier, Pulsating Sludge Blanket Type
22-46 43 63 | Dissolved Air Flotation Equipment for Water Treatment
22-46 43 66 | Ballasted High-rate Clarifier Equipment
22-46 43 67 | High Rate Clarification/Thickening Equipment
22-46 43 73 | Tube Settlers
22-46 43 76 | Inclined Plate Settlers
22-46 46 00 | Sediment Removal Equipment
22-46 46 13 | Tipping Sediment Flushing Tanks
22-46 46 16 | Flushing Gates
22-46 46 23 | Water Cannon
22-46 46 26 | Nozzle Systems
22-46 50 00 | Water and Wastewater Secondary Treatment Equipment
22-46 51 00 | Air and Gas Diffusion Equipment
22-46 51 11 | Fixed Mechanical Aerators
22-46 51 13 | Floating Mechanical Aerators
22-46 51 16 | Submersible Aspirating Aerator Equipment
22-46 51 17 | Jet Aeration Equipment
22-46 51 21 | Coarse Bubble Diffusers
22-46 51 23 | Swing-type Channel Aeration Equipment
22-46 51 26 | Shear Box Diffusers
22-46 51 31 | Flexible Membrane Tube Diffusers
22-46 51 33 | Flexible Membrane Disc Diffusers
22-46 51 36 | Ceramic Disc Fine Bubble Diffusers
22-46 51 43 | Floating Membrane Diffusers
22-46 51 46 | Membrane Diffusers
22-46 51 53 | Cascading Aerators
22-46 51 63 | Pure-oxygen Generating Equipment
22-46 53 00 | Biological Treatment Systems
22-46 53 13 | Rotating Biological Contactors
22-46 53 23 | Trickling Filter Rotary Distributor Equipment
22-46 53 24 | Trickling Filter Media
22-46 53 26 | Bio-towers
22-46 53 33 | Moving-bed Biological Reactors
22-46 53 36 | Integrated Fixed-film Activated Sludge Equipment
22-46 53 41 | Intermittent Sand Filters for Wastewater Treatment
22-46 53 43 | Deep-bed Denitrification Filters
22-46 53 46 | Biologically Activated Filters
22-46 53 49 | Membrane Biological Reactors
22-46 53 53 | Sequencing Batch Reactors
22-46 53 61 | Oxidation Ditch Equipment
22-46 53 63 | Vertical Loop Reactors
22-46 60 00 | Water and Wastewater Advanced Treatment Equipment
22-46 61 00 | Filtration Equipment
22-46 61 13 | Filter Media
22-46 61 16 | Filter Surface Wash Agitators
22-46 61 17 | Filter Air Scour Equipment
22-46 61 19 | Wash Water Troughs
22-46 61 21 | Pressure Filters
22-46 61 23 | Gravity Filters
22-46 61 26 | High-rate Sand Filters
22-46 61 29 | Traveling Bridge Filters
22-46 61 33 | Microfiltration and Ultrafiltration Membrane Equipment
22-46 61 41 | Disc Cloth Filters
22-46 61 43 | Rotary Drum Cloth Filters
22-46 61 46 | Automatic Backwash Cloth Filter Equipment
22-46 61 53 | Cartridge Filters
22-46 61 63 | Bag Filters
22-46 61 73 | Automatic Straining Equipment
22-46 63 00 | Demineralization Equipment
22-46 63 11 | Ion-exchange Vessel Media
22-46 63 13 | Mixed Bed Ion-exchange Vessel Systems
22-46 63 16 | Packed Bed Ion-exchange Vessel Systems
22-46 63 17 | Electrodialysis Reversal Equipment
22-46 63 23 | Reverse-Osmosis and Nanofiltration Membrane Equipment
22-46 63 31 | Multiple-effect Distillation Equipment
22-46 63 32 | Water Vapor Compression Distillation Equipment
22-46 63 33 | Desalination Mechanical Vapor Compression Equipment
22-46 63 34 | Desalination Thermal Vapor Compression Equipment
22-46 63 36 | Desalination Multi-stage Flash Equipment
22-46 63 41 | Desalination Falling Film Evaporators
22-46 63 43 | Desalination Rising Film Evaporators
22-46 63 53 | Desalination Forced-circulation Crystallizing Equipment
22-46 63 63 | Desalination Spray Dry Evaporation Equipment
22-46 63 73 | Demineralization Energy Recovery Equipment
22-46 66 00 | Ultraviolet Equipment
22-46 66 13 | Closed-vessel Low-pressure/Low-intensity Ultraviolet Treatment Equipment
22-46 66 16 | Closed-vessel Low-pressure/High-intensity Ultraviolet Treatment Equipment
22-46 66 23 | Closed-vessel Medium-pressure Ultraviolet Treatment Equipment
22-46 66 53 | Open-channel Low-pressure/Low-intensity Ultraviolet Treatment Equipment
22-46 66 56 | Open-channel Low-pressure/High-intensity Ultraviolet Treatment Equipment
22-46 66 63 | Open-channel Medium-pressure Ultraviolet Treatment Equipment
22-46 70 00 | Water and Wastewater Residuals Handling and Treatment
22-46 71 00 | Residuals Thickening Equipment
22-46 71 13 | Circular Gravity Thickeners
22-46 71 16 | Gravity Belt Thickeners
22-46 71 23 | Dissolved Air Flotation Thickening Equipment
22-46 71 33 | Rotary Drum Thickening Equipment
22-46 71 36 | Centrifuge Thickening Equipment
22-46 71 43 | Disc Thickeners
22-46 71 46 | Thickening Screw Press
22-46 71 53 | Scum Concentrator Equipment
22-46 73 00 | Residuals Stabilization
22-46 73 11 | Radial Beam Fixed Digester Covers
22-46 73 12 | Dual Deck Truss-type Fixed Digester Covers
22-46 73 14 | Radial Beam Floating Digester Covers
22-46 73 16 | Dual Deck Truss-type Floating Digester Covers
22-46 73 17 | Radial Beam Floating Gas-holding Digester Covers
22-46 73 18 | Dual Deck Truss-type Floating Gas-holding Digester Covers
22-46 73 19 | Digester Appurtenances
22-46 73 21 | Aerobic Digester Aeration Equipment
22-46 73 24 | Autothermal Thermophilic Aerobic Digestion Equipment
22-46 73 26 | Egg-shaped Digesters
22-46 73 31 | External Draft Tube Digester Mixing System
22-46 73 32 | Internal Draft Tube Digester Mixing System
22-46 73 33 | Confined Gas Mixing System
22-46 73 34 | Unconfined Gas Mixing System
22-46 73 41 | Digester Heating Equipment
22-46 73 63 | Residuals Pasteurization Equipment
22-46 76 00 | Residuals Dewatering Equipment
22-46 76 13 | Vacuum Filters
22-46 76 21 | Belt Filter Presses
22-46 76 23 | Plate-and-Frame Filter Presses
22-46 76 26 | Rotary Presses
22-46 76 27 | Screw Presses
22-46 76 33 | Dewatering Centrifuges
22-46 76 53 | Belt Dryers
22-46 76 60 | Direct-heat Residuals Drying Equipment
22-46 76 70 | Indirect-heat Residuals Drying Equipment
22-46 78 00 | Thermal Treatment of Residuals
22-46 78 13 | Multiple-hearth Sludge Incinerators
22-46 78 23 | Fluidized-bed Sludge Incinerators
22-46 78 33 | Ash Handling Equipment
22-46 78 41 | Recuperative Air Preheating Equipment
22-46 78 46 | Regenerative Thermal Oxidizers
22-46 78 47 | Waste Heat Recovery Boilers
22-46 78 49 | Waste Heat Recovery Heat Exchangers
22-46 78 73 | Thermal Oxidation Equipment
22-48 00 00 | Electrical Power Generation
22-48 01 00 | Operation and Maintenance for Electrical Power Generation
22-48 01 10 | Operation and Maintenance of Electrical Power Generation Equipment
22-48 01 70 | Operation and Maintenance of Electrical Power Generation Testing
22-48 05 00 | Common Work Results for Electrical Power Generation
22-48 05 05 | Selective Demolition for Electrical Power Generation
22-48 06 00 | Schedules for Electrical Power Generation
22-48 06 10 | Schedules for Electrical Power Generation Equipment
22-48 06 70 | Schedules for Electrical Power Generation Testing
22-48 08 00 | Commissioning of Electrical Power Generation
22-48 09 00 | Instrumentation and Control for Electrical Power Generation
22-48 10 00 | Electrical Power Generation Equipment
22-48 11 00 | Fossil Fuel Plant Electrical Power Generation Equipment
22-48 11 13 | Fossil Fuel Electrical Power Plant Boilers
22-48 11 16 | Fossil Fuel Electrical Power Plant Condensers
22-48 11 19 | Fossil Fuel Electrical Power Plant Steam Turbines
22-48 11 23 | Fossil Fuel Electrical Power Plant Gas Turbines
22-48 11 26 | Fossil Fuel Electrical Power Plant Generators
22-48 12 00 | Nuclear Fuel Plant Electrical Power Generation Equipment
22-48 12 13 | Nuclear Fuel Reactors
22-48 12 13 13 | Nuclear Fuel Fission Reactors
22-48 12 13 16 | Nuclear Fuel Fusion Reactors
22-48 12 23 | Nuclear Fuel Electrical Power Plant Steam Generators
22-48 12 26 | Nuclear Fuel Electrical Power Plant Condensers
22-48 12 29 | Nuclear Fuel Electrical Power Plant Turbines
22-48 12 33 | Nuclear Fuel Electrical Power Generators
22-48 13 00 | Hydroelectric Plant Electrical Power Generation Equipment
22-48 13 13 | Hydroelectric Power Plant Water Turbines
22-48 13 16 | Hydroelectric Power Plant Electrical Power Generators
22-48 14 00 | Solar Energy Electrical Power Generation Equipment
22-48 14 13 | Solar Energy Collectors
22-48 14 13 13 | Amorphous Solar Energy Collectors
22-48 14 13 16 | Plate Cell Solar Energy Collectors
22-48 14 13 19 | Vacuum Tube Solar Energy Collectors
22-48 15 00 | Wind Energy Electrical Power Generation Equipment
22-48 15 13 | Wind Turbines
22-48 15 16 | Wind Energy Electrical Power Generators
22-48 16 00 | Geothermal Energy Electrical Power Generation Equipment
22-48 16 13 | Geothermal Energy Heat Pumps
22-48 16 16 | Geothermal Energy Condensers
22-48 16 19 | Geothermal Energy Steam Turbines
22-48 16 23 | Geothermal Energy Electrical Power Generators
22-48 17 00 | Electrochemical Energy Electrical Power Generation Equipment
22-48 17 13 | Electrical Power Generation Batteries
22-48 18 00 | Fuel Cell Electrical Power Generation Equipment
22-48 18 13 | Electrical Power Generation Fuel Cells
22-48 18 16 | Hydrogen Control Equipment
22-48 19 00 | Electrical Power Control Equipment
22-48 19 13 | Electrical Power Generation Battery Charging Equipment
22-48 19 16 | Electrical Power Generation Inverters
22-48 19 19 | Electrical Power Generation Solar Tracking Equipment
22-48 19 23 | Electrical Power Generation Transformers
22-48 19 26 | Electrical Power Generation Voltage Regulators
22-48 30 00 | Combined Heat and Power Generation
22-48 31 00 | Combustion Combined Heat and Power Generation
22-48 31 13 | Natural Gas-Fueled Combined Heat and Power Generation
22-48 31 16 | Biomass-Fueled Combined Heat and Power Generation
22-48 70 00 | Electrical Power Generation Testing
22-48 71 00 | Electrical Power Generation Test Equipment
22-48 71 13 | Electrical Power Generation Corona Test Equipment
22-48 71 16 | Electrical Power Generation Current Test Equipment
22-48 71 19 | Electrical Power Generation Power Test Equipment
22-48 71 23 | Electrical Power Generation Resistance Test Equipment
22-48 71 26 | Electrical Power Generation Voltage Test Equipment

## 2020 Transition
OmniClass® Copyright © 2022, Construction Specifications Institute, Alexandria, VA All rights reserved.
2020-08-15 Final - Consensus Candidate - OmniClass Table 22 - Work Results -- Transition Matrix |  |  |  | OmniClass Table 22 - 2013-08-25 and earlier editions
Number | Title | 2020 Level | Change Notes | Number (2013 or earlier) | Title (2013 or earlier) | 2013 Level
22-01 26 13 | Requests for Information | 3 | Title changed for reorganization | 22-01 26 13 | Requests for Interpretation | 3
22-01 35 73 | Delegated Design Procedures | 3 | New Listing
22-01 41 26 | Permit Requirements | 3 |  | 22-01 41 26 | Permits | 3
22-01 45 31 | Climate Resiliency Quality Control Procedures | 3 | New Listing
22-01 56 21 | Temporary Lightning Protection | 3 | New Listing
22-01 57 33 | Temporary Security | 3 | New Listing
22-01 79 13 | Demonstration Testing | 3 | New Listing
22-01 79 23 | Instruction of Operation and Maintenance Personnel | 3 | New Listing
22-01 91 26 | Integrated System Commissioning | 3 | New Listing
22-02 21 19 | Utilities Surveys | 3 | New Listing
22-02 41 19 | Selective Demolition | 3 | Title changed for reorganization | 22-02 41 19 | Selective Structure Demolition | 3
22-02 42 00 | Removal and Diversion of Construction Materials | 2 | Title changed for reorganization | 22-02 42 00 | Removal and Salvage of Construction Materials | 2
22-02 42 19 | Recycling of Construction Materials | 3 | New Listing
22-02 42 19 13 | Paper Recycling | 4 | New Listing
22-02 42 19 15 | Concrete Recycling | 4 | New Listing
22-02 42 19 17 | Masonry Recycling | 4 | New Listing
22-02 42 19 19 | Metal Recycling | 4 | New Listing
22-02 42 19 23 | Wood Recycling | 4 | New Listing
22-02 42 19 25 | Plastic Recycling | 4 | New Listing
22-02 42 19 29 | Solid Surface Recycling | 4 | New Listing
22-02 42 19 31 | Insulation Recycling | 4 | New Listing
22-02 42 19 35 | Roofing Recycling | 4 | New Listing
22-02 42 19 39 | Window Recycling | 4 | New Listing
22-02 42 19 41 | Glass Recycling | 4 | New Listing
22-02 42 19 43 | Gypsum Board Recycling | 4 | New Listing
22-02 42 19 45 | Ceiling Tile Recycling | 4 | New Listing
22-02 42 19 47 | Flooring Recycling | 4 | New Listing
22-02 42 19 49 | Paint and Coatings Recycling and Management | 4 | New Listing
22-02 42 19 51 | Paint Remanufacturing | 4 | New Listing
22-02 42 19 53 | Electronics Recycling | 4 | New Listing
22-02 42 19 55 | Appliance Recycling | 4 | New Listing
22-02 42 19 57 | Mattress Recycling | 4 | New Listing
22-02 42 19 81 | Plumbing Fixture Recycling | 4 | New Listing
22-02 42 19 83 | HVAC Recycling | 4 | New Listing
22-02 42 19 89 | Electrical Recycling | 4 | New Listing
22-02 42 19 91 | Yard Waste Recycling | 4 | New Listing
22-02 42 19 95 | Tire, Rubber Recycling | 4 | New Listing
22-02 42 21 | Salvage of Construction Materials | 3 | New Listing
22-02 42 21 11 | Deconstruction Contracting | 4 | New Listing
22-02 42 21 15 | Concrete Salvage | 4 | New Listing
22-02 42 21 17 | Masonry Salvage | 4 | New Listing
22-02 42 21 19 | Metal Salvage | 4 | New Listing
22-02 42 21 23 | Wood Salvage | 4 | New Listing
22-02 42 21 29 | Solid Surface Salvage | 4 | New Listing
22-02 42 21 35 | Roofing Salvage | 4 | New Listing
22-02 42 21 37 | Door Salvage | 4 | New Listing
22-02 42 21 39 | Window Salvage | 4 | New Listing
22-02 42 21 41 | Glass Salvage | 4 | New Listing
22-02 42 21 43 | Gypsum Board Salvage | 4 | New Listing
22-02 42 21 45 | Ceiling Tile Salvage | 4 | New Listing
22-02 42 21 47 | Flooring Salvage | 4 | New Listing
22-02 42 21 49 | Paint and Coatings Salvage | 4 | New Listing
22-02 42 21 53 | Electronics Salvage | 4 | New Listing
22-02 42 21 55 | Appliance Salvage | 4 | New Listing
22-02 42 21 57 | Restaurant Equipment Salvage | 4 | New Listing
22-02 42 21 59 | Toilet Room Finishings Salvage | 4 | New Listing
22-02 42 21 61 | Office Finishings Salvage | 4 | New Listing
22-02 42 21 67 | Residential Finishings Salvage | 4 | New Listing
22-02 42 21 81 | Plumbing Fixture Salvage | 4 | New Listing
22-02 42 21 83 | HVAC Salvage | 4 | New Listing
22-02 42 21 89 | Electrical Salvage | 4 | New Listing
22-02 42 21 91 | Yard Waste Salvage | 4 | New Listing
|  |  | Older number deleted for reorganization | 22-02 66 00 | Landfill Construction and Storage | 2
22-02 70 00 | Water Remediation | 2 | Number and Title changed for reorganization | 22-33 23 00 | Extraction Wells | 2
22-02 82 13 33 | Asbestos Abatement for Utilities | 4 | New Listing
22-02 87 13 | Mold Remediation | 3 | Number changed for reorganization | 22-02 85 00 | Mold Remediation | 2
22-02 87 13 13 | Precautions for Mold Remediation | 4 | Number changed for reorganization | 22-02 85 13 | Precautions for Mold Remediation | 3
22-02 87 13 16 | Mold Remediation Preparation and Containment | 4 | Number changed for reorganization | 22-02 85 16 | Mold Remediation Preparation and Containment | 3
22-02 87 13 19 | Mold Remediation Clearance Air Sampling | 4 | Number changed for reorganization | 22-02 85 19 | Mold Remediation Clearance Air Sampling | 3
22-02 87 13 33 | Removal and Disposal of Materials with Mold | 4 | Number changed for reorganization | 22-02 85 33 | Removal and Disposal of Materials with Mold | 3
22-02 87 16 | Excrement Removal | 3 | New Listing
22-02 87 16 13 | Bird Excrement Removal | 4 | New Listing
22-02 87 16 16 | Rodent Excrement Removal | 4 | New Listing
22-03 11 26 | Permanent Tier Forming | 3 | New Listing
22-03 15 21 | Termite Barrier | 3 | New Listing
22-03 35 46 | Concrete Topical Treatments | 3 | New Listing
22-03 48 13 11 | Precast Concrete Security Bollards | 4 | New Listing
22-03 53 19 | Concrete Overlayment | 3 | New Listing
22-04 03 21 23 | Fiance Block Conservation Treatment | 4 | New Listing
22-04 03 22 | Conservation Treatment for Period Concrete Unit Masonry | 3 | New Listing
22-04 03 24 | Conservation Treatment for Period Adobe Unit Masonry | 3 | New Listing
22-04 03 43 | Conservation Treatment for Period Stone Masonry | 3 | New Listing
22-04 05 05 | Selective Demolition for Masonry | 3 | New Listing
22-04 43 16 | Stone Fabrications | 3 | New Listing
22-04 73 23 | Lightweight Synthetic Stone | 3 | New Listing
22-05 03 00 | Conservation Treatment for Period Metals | 2 | New Listing
22-05 03 12 | Conservation Treatment for Period Structural Steel | 3 | New Listing | 22-08 32 00 | Sliding Glass Doors
22-05 03 12 13 | Conservation Treatment for Period Architecturally Exposed Steel | 4 | New Listing
22-05 03 12 23 | Conservation Treatment for Period Structural Steel for Buildings | 4 | New Listing
22-05 03 51 | Conservation Treatment for Period Metal Stairs | 3 | New Listing
22-05 03 58 | Conservation Treatment for Period Column Covers | 3 | New Listing
22-05 03 70 | Conservation Treatment for Period Decorative Metal | 3 | New Listing
22-05 03 71 | Conservation Treatment for Period Decorative Metal Stairs | 3 | New Listing
22-05 03 73 | Conservation Treatment for Period Decorative Metal Railings | 3 | New Listing
22-05 03 75 | Conservation Treatment for Period Decorative Formed Metal | 3 | New Listing
22-05 03 76 | Conservation Treatment for Period Decorative Forged Metal | 3 | New Listing
22-05 05 05 | Selective Demolition for Metals | 3 | New Listing
22-05 12 16 | Fabricated Fire Protected Steel Columns | 3 | Title changed for reorganization | 22-05 12 16 | Fabricated Fireproofed Steel Columns | 3
22-05 51 17 | Alternating Tread Stairs | 3 | New Listing
22-05 51 36 19 | Metal Platforms | 4 | New Listing
22-05 53 19 | Expanded Metal Gratings | 3 | New Listing
22-05 77 00 | Decorative Extruded Metal | 2 | New Listing
22-06 03 00 | Conservation Treatment for Period Wood | 2 | New Listing
22-06 03 01 | Maintenance for Period Wood | 3 | New Listing
22-06 03 01 31 | Period Wood Storage and Protection | 4 | New Listing
22-06 03 05 | Common Work Results for Period Wood | 3 | New Listing
22-06 03 05 73 | Long-term Period Wood Treatment | 4 | New Listing
22-06 03 05 74 | Eradication of Insects in Period Wood | 4 | New Listing
22-06 03 05 75 | Antiseptic Treatment of Period Wood | 4 | New Listing
22-06 03 13 | Conservation Treatment of Period Log Construction | 3 | New Listing
22-06 03 13 23 | Conservation Treatment for Period Heavy Timber | 4 | New Listing
22-06 03 20 | Conservation Treatment for Period Finish Carpentry | 3 | New Listing
22-06 03 20 13 | Period Exterior Finish Carpentry | 4 | New Listing
22-06 03 20 23 | Period Interior Finish Carpentry | 4 | New Listing
22-06 03 40 | Conservation Treatment for Period Architectural Woodwork | 3 | New Listing
22-06 03 40 13 | Period Exterior Architectural Woodwork | 4 | New Listing
22-06 03 40 23 | Period Interior Architectural Woodwork | 4 | New Listing
22-06 05 05 | Selective Demolition for Wood, Plastics, and Composites | 3 | New Listing
22-06 17 19 | Cross-Laminated Timber | 3 | New Listing
22-06 17 21 | Dowel-Laminated Timber | 3 | New Listing
22-06 61 00 | Cast Polymer Fabrications | 2 | Title changed for clarification | 22-06 61 00 | Simulated Stone Fabrications | 2
22-06 61 13 | Simulated Stone Fabrications | 3 | Title changed for reorganization | 22-06 61 13 | Cultured Marble Fabrications | 3
22-06 61 13 | Simulated Stone Fabrications | 3 | Number and Title deleted for reorganization. Now under 06 61 13 Simulated Stone Fabrications | 22-06 61 19 | Quartz Surfacing Fabrications | 3
22-06 62 00 | Plastic Foam Fabrications | 2 | New Listing
22-06 65 00 | Plastic Trim | 2 | Title changed for clarification | 22-06 65 00 | Plastic Simulated Wood Trim | 2
22-06 72 23 | Composite Stair Assemblies | 3 | New Listing
22-06 82 00 | Composite Trim | 2 | New Listing
22-07 03 00 | Conservation Treatment for Period Roofing | 2 | New Listing
22-07 03 30 | Conservation Treatment for Period Steep Slope Roofing | 3 | New Listing
22-07 03 30 13 | Conservation Treatment for Period Canvas Roofing | 4 | New Listing
22-07 03 30 16 | Conservation Treatment for Period Board Roofing | 4 | New Listing
22-07 03 31 | Conservation Treatment for Period Shingles and Shakes | 3 | New Listing
22-07 03 31 16 | Conservation Treatment for Period Metal Shingles | 4 | New Listing
22-07 03 31 26 | Conservation Treatment for Period Slate Shingles | 4 | New Listing
22-07 03 31 29 | Conservation Treatment for Period Wood Shingles and Shakes | 4 | New Listing
22-07 03 32 | Conservation Treatment for Period Roof Tiles | 3 | New Listing
22-07 03 32 13 | Conservation Treatment for Period Clay Roof Tiles | 4 | New Listing
22-07 03 32 16 | Conservation Treatment for Period Concrete Roof Tiles | 4 | New Listing
22-07 03 32 19 | Conservation Treatment for Period Metal Roof Tiles | 4 | New Listing
22-07 03 33 | Conservation Treatment for Period Natural Roof Coverings | 3 | New Listing
22-07 03 33 13 | Conservation Treatment for Period Sod Roofing | 4 | New Listing
22-07 03 40 | Conservation Treatment for Period Roofing and Siding Panels | 3 | New Listing
22-07 03 41 | Conservation Treatment for Period Roof Panels | 3 | New Listing
22-07 03 41 13 | Conservation Treatment for Period Metal Roof Panels | 4 | New Listing
22-07 03 41 23 | Conservation Treatment for Period Wood Roof Panels | 4 | New Listing
22-07 03 46 | Conservation Treatment for Period Wood Siding | 3 | New Listing
22-07 03 60 | Conservation Treatment for Period Flashing and Sheet Metal | 3 | New Listing
22-07 03 61 | Conservation Treatment for Period Sheet Metal Roofing | 3 | New Listing
22-07 03 61 13 | Conservation Treatment for Period Standing Seam Sheet Metal Roofing | 4 | New Listing
22-07 03 61 16 | Conservation Treatment for Period Batten Seam Sheet Metal Roofing | 4 | New Listing
22-07 03 61 19 | Conservation Treatment for Period Flat Seam Sheet Metal Roofing | 4 | New Listing
22-07 05 05 | Selective Demolition for Thermal and Moisture Protection | 3 | New Listing
22-07 05 43 | Cladding Support Systems | 3 | New Listing
22-07 19 29 | Penetrating Polyester Water Repellents | 3 | New Listing
22-07 21 63 | Fluid-Applied Insulative Coating | 3 | New Listing
22-07 41 16 | Insulated Metal Roof Panels | 3 | New Listing
22-07 42 26 | Tile Wall Panels | 3 | New Listing
22-07 42 46 | Cementitious Wall Panels | 3 | New Listing
22-07 46 21 | Zinc Siding | 3 | New Listing
22-07 46 24 | Wood Shingle and Shake Siding | 3 | New Listing
22-07 46 24 13 | Wood Shingle Siding | 4 | New Listing
22-07 46 24 16 | Wood Shake Siding | 4 | New Listing
22-07 62 13 | Fabricated Copings | 3 | New Listing
22-07 62 16 | Fabricated Counterflashing Systems | 3 | New Listing
22-07 62 19 | Fabricated Gravel Stops and Fasciae | 3 | New Listing
22-07 62 23 | Fabricated Gutters and Downspouts | 3 | New Listing
22-07 62 29 | Fabricated Roof Expansion Joints | 3 | New Listing
22-07 62 33 | Fabricated Scuppers | 3 | New Listing
22-07 72 39 | Operable Roof Vents | 3 | New Listing
22-07 72 73 | Vegetated Roof Systems | 3 | New Listing
22-07 81 00 | Applied Fire Protection | 2 | Title changed for reorganization | 22-07 81 00 | Applied Fireproofing | 2
22-07 81 13 | Cement Aggregate Fire Protection | 3 | Title changed for reorganization | 22-07 81 13 | Cement Aggregate Fireproofing | 3
22-07 81 16 | Cementitious Fire Protection | 3 | Title changed for reorganization | 22-07 81 16 | Cementitious Fireproofing | 3
22-07 81 19 | Foamed Magnesium-Oxychloride Fire Protection | 3 | Title changed for reorganization | 22-07 81 19 | Foamed Magnesium-Oxychloride Fireproofing | 3
22-07 81 23 | Intumescent Fire Protection | 3 | Title changed for reorganization | 22-07 81 23 | Intumescent Fireproofing | 3
22-07 81 26 | Magnesium Cement Fire Protection | 3 | Title changed for reorganization | 22-07 81 26 | Magnesium Cement Fireproofing | 3
22-07 81 29 | Mineral-Fiber Cementitious Fire Protection | 3 | Title changed for reorganization | 22-07 81 29 | Mineral-Fiber Cementitious Fireproofing | 3
22-07 81 33 | Mineral-Fiber Fire Protection | 3 | Title changed for reorganization | 22-07 81 33 | Mineral-Fiber Fireproofing | 3
22-07 82 00 | Board Fire Protection | 2 | Title changed for reorganization | 22-07 82 00 | Board Fireproofing | 2
22-07 82 13 | Calcium-Silicate Board Fire Protection | 3 | Title changed for reorganization | 22-07 82 13 | Calcium-Silicate Board Fireproofing | 3
22-07 82 16 | Slag-Fiber Board Fire Protection | 3 | Title changed for reorganization | 22-07 82 16 | Slag-Fiber Board Fireproofing | 3
22-07 95 13 13 | Interior Expansion Joint Cover Assemblies | 4 | New Listing
22-07 95 13 16 | Exterior Expansion Joint Cover Assemblies | 4 | New Listing
22-07 95 13 19 | Parking Deck Expansion Joint Cover Assemblies | 4 | New Listing
22-08 03 00 | Conservation Treatment for Period Openings | 2 | New Listing
22-08 03 11 | Conservation Treatment for Period Metal Doors and Frames | 3 | Number changed for reorganization | 22-08 03 11 13 | Conservation Treatment for Period Metal Doors and Frames | 4
22-08 03 11 23 | Conservation Treatment for Period Bronze Doors and Frames | 4 | New Listing
22-08 03 14 | Conservation Treatment for Period Wood Doors | 3 | New Listing
22-08 03 14 23 | Conservation Treatment for Period Metal-Faced Wood Doors | 4 | New Listing
22-08 03 14 33 | Conservation Treatment for Period Stile and Rail Wood Doors | 4 | New Listing
22-08 03 30 | Conservation Treatment for Period Specialty Doors and Frames | 3 | New Listing
22-08 03 34 | Conservation Treatment for Period Special Function Doors | 3 | New Listing
22-08 03 34 59 | Conservation Treatment for Period Vault Doors | 4 | New Listing
22-08 03 50 | Conservation Treatment for Period Windows | 3 | New Listing
22-08 03 51 | Conservation Treatment for Period Metal Windows | 3 | New Listing
22-08 03 51 16 | Conservation Treatment for Period Bronze Windows | 4 | New Listing
22-08 03 51 23 | Conservation Treatment for Period Steel Windows | 4 | New Listing
22-08 03 52 | Conservation Treatment for Period Wood Windows | 3 | New Listing
22-08 03 70 | Conservation Treatment for Period Hardware | 3 | New Listing
22-08 03 71 | Conservation Treatment for Period Door Hardware | 3 | New Listing
22-08 03 75 | Conservation Treatment for Period Window Hardware | 3 | New Listing
22-08 03 90 | Conservation Treatment for Period Louvers and Vents | 3 | New Listing
22-08 03 91 | Conservation Treatment for Period Louvers | 3 | New Listing
22-08 03 95 | Conservation Treatment for Period Vents | 3 | New Listing
22-08 05 05 | Selective Demolition for Openings | 3 | New Listing
22-08 12 16 13 | Fire-Rated Aluminum Frames | 4 | New Listing
22-08 13 16 13 | Aluminum Terrace Doors | 4 | New Listing
22-08 14 23 17 | Plastic-Faced Wood Doors | 4 | New Listing
22-08 14 33 13 | Wood Terrace Doors | 4 | New Listing
22-08 18 00 | Glass Doors | 2 | New Listing
22-08 18 13 | Swinging Glass Doors | 3 | New Listing
22-08 18 16 | Sliding Glass Doors | 3 | Number changed for reorganization
22-08 18 19 | Bifolding Glass Doors | 3 | New Listing
22-08 31 23 | Floor Doors | 3 | New Listing
|  |  | Title deleted for reorganization | 22-08 32 00 | Sliding Glass Doors | 2
|  |  | Title deleted for reorganization | 22-08 32 13 | Sliding Aluminum-Framed Glass Doors | 3
|  |  | Title deleted for reorganization | 22-08 32 16 | Sliding Plastic-Framed Glass Doors | 3
|  |  | Title deleted for reorganization | 22-08 32 19 | Sliding Wood-Framed Glass Doors | 3
22-08 34 73 13 | Metal Sound Control Door Assemblies | 4 | New Listing
22-08 34 73 16 | Wood Sound Control Door Assemblies | 4 | New Listing
22-08 39 23 | Tornado Resistant Door Assemblies | 3 | New Listing
22-08 41 26 13 | Point Supported All-Glass Storefronts | 4 | New Listing
22-08 42 13 | Aluminum-Framed Entrances | 3 | New Listing
22-08 44 26 13 | Glass Framed Point Supported Glass Curtain Walls | 4 | New Listing
22-08 44 26 16 | Metal Framed Point Supported Glass Curtain Walls | 4 | New Listing
|  |  | Older number deleted for reorganization | 22-08 44 26 19 | Point Supported Structural Glass | 4
22-08 44 26 23 | Cable Framed Point Supported Glass Curtain Walls | 4 | New Listing
22-08 46 00 | Window Wall Assemblies | 2 | New Listing
22-08 51 23 13 | Hot-Rolled Steel Windows | 4 | New Listing
22-08 51 23 23 | Cold-Rolled Steel Windows | 4 | New Listing
22-08 54 73 | Vinyl-Wood Composite Windows | 3 | New Listing
22-08 55 13 | Tornado-Resistant Windows | 3 | New Listing
22-08 55 23 | Blast-Resistant Windows | 3 | New Listing
22-08 65 00 | Glazed Canopies | 2 | New Listing
22-08 65 13 | Suspended Glazed Canopies | 3 | New Listing
22-08 74 00 | Non-Integrated Access Control Hardware | 2 | New Listing
22-08 74 13 | Non-Integrated Card Key Access Control Hardware | 3 | New Listing
22-08 74 16 | Non-Integrated Keypad Access Control Hardware | 3 | New Listing
22-08 74 19 | Non-Integrated Biometric Identity Access Control Hardware | 3 | New Listing
22-08 81 23 | Exterior Glass Glazing | 3 | New Listing
22-08 81 26 | Interior Glass Glazing | 3 | New Listing
22-08 87 26 | Bird Control Film | 3 | New Listing
22-08 88 13 | Fire-Rated Glazing | 3 | Title changed for reorganization | 22-08 88 13 | Fire-Resistant Glazing | 3
22-09 03 00 | Conservation Treatment of Period Finishes | 2 | New Listing
22-09 03 21 | Conservation Treatment for Period Plaster Assemblies | 3 | New Listing
22-09 03 25 | Conservation Treatment for Period Plastering | 3 | New Listing
22-09 03 25 23 | Conservation Treatment for Period Lime-Based Plaster | 4 | New Listing
22-09 03 30 | Conservation Treatment for Period Tile | 3 | New Listing
22-09 03 50 | Conservation Treatment for Period Ceilings | 3 | New Listing
22-09 03 51 | Conservation Treatment for Period Suspended Ceilings | 3 | New Listing
22-09 03 56 | Conservation Treatment for Textured Ceilings | 3 | New Listing
22-09 03 56 16 | Conservation Treatment for Period Metal-Panel Textured Ceilings | 4 | New Listing
22-09 03 60 | Conservation Treatment for Period Flooring | 3 | New Listing
22-09 03 63 | Conservation Treatment for Period Masonry Flooring | 3 | New Listing
22-09 03 63 13 | Conservation Treatment for Period Brick Flooring | 4 | New Listing
22-09 03 63 40 | Conservation Treatment for Period Stone Flooring | 4 | New Listing
22-09 03 64 | Conservation Treatment for Period Wood Flooring | 3 | New Listing
22-09 03 64 29 | Conservation Treatment for Period Wood Strip and Plank Flooring | 4 | New Listing
22-09 03 65 | Conservation Treatment for Period Resilient Flooring | 3 | New Listing
22-09 03 65 16 | Conservation Treatment for Period Resilient Sheet Flooring | 4 | New Listing
22-09 03 66 | Conservation Treatment for Period Terrazzo Flooring | 3 | New Listing
22-09 03 70 | Conservation Treatment for Period Wall Finishes | 3 | New Listing
22-09 03 72 | Conservation Treatment for Period Wall Coverings | 3 | New Listing
22-09 03 90 | Conservation Treatment for Period Painting and Coating | 3 | New Listing
22-09 03 91 | Conservation Treatment for Period Painted Surfaces | 3 | New Listing
22-09 03 91 13 | Conservation Treatment for Period Exterior Painting | 4 | New Listing
22-09 03 91 23 | Conservation Treatment for Period Interior Painting | 4 | New Listing
22-09 05 05 | Selective Demolition for Finishes | 3 | New Listing
22-09 05 61 13 | Moisture Vapor Emission Control | 4 | New Listing
22-09 05 71 | Acoustic Underlayment | 3 | Number changed for restructure | 22-09 60 13 | Acoustic Underlayment | 3
22-09 23 82 | Fire Protected Gypsum Plastering | 3 | Title changed for reorganization | 22-09 23 82 | Fireproof Gypsum Plastering | 3
22-09 24 13 | Acoustical Cement Plastering | 3 | Title changed for reorganization. Now under 09 25 26 Natural Clay Plastering | 22-09 24 13 | Adobe Finish | 3
22-09 27 13 | Glass-Fiber-Reinforced Gypsum Fabrications | 3 | Title changed for clarification | 22-09 27 13 | Glass-Fiber-Reinforced Plaster Fabrications | 3
22-09 29 82 | Gypsum Board Fire Protection | 3 | Title changed for reorganization | 22-09 29 82 | Gypsum Board Fireproofing | 3
22-09 54 21 | Metal Pan Ceilings | 3 | New Listing
22-09 54 29 | Suspended Plastic Ceilings | 3 | New Listing
22-09 56 19 | Plastic-Panel Textured Ceilings | 3 | New Listing
22-09 61 19 | Concrete Floor Staining | 3 | Title changed for clarification | 22-09 61 19 | Concrete Staining | 3
22-09 62 16 | Concrete Plank Flooring | 3 | New Listing
22-09 64 36 | Bamboo Flooring | 3 | Number changed for reorganization | 22-09 62 23 | Bamboo Flooring | 3
22-09 65 19 19 | Vinyl Composition Tile Flooring | 4 | New Listing
22-09 65 19 23 | Vinyl Tile Flooring | 4 | New Listing
22-09 65 19 33 | Rubber Tile Flooring | 4 | New Listing
22-09 65 19 43 | Polyester Composition Tile Flooring | 4 | New Listing
22-09 75 19 13 | Stone Base | 4 | New Listing
22-09 75 19 23 | Stone Window Stools | 4 | New Listing
22-09 75 23 | Simulated Stone Wall Facing | 3 | New Listing
22-09 77 26 | Surfacing Films | 3 | New Listing
22-09 77 33 | Terrazzo Wall Finish | 3 | New Listing
22-09 78 16 | Stone-Faced Interior Wall Paneling | 3 | New Listing
22-09 78 19 | Cementitious Interior Wall Paneling | 3 | New Listing
22-09 78 23 | Phenolic Interior Wall Paneling | 3 | New Listing
22-09 78 26 | Plastic Interior Wall Paneling | 3 | New Listing
22-09 94 23 | Gilding | 3 | New Listing
22-09 97 13 24 | Steel Water Storage Tank Painting | 4 | New Listing
22-09 97 23 24 | Concrete Water Storage Tank Painting | 4 | New Listing
22-09 97 35 | Dry Erase Coatings | 3 | New Listing
22-10 05 05 | Selective Demolition for Specialties | 3 | New Listing
22-10 21 13 14 | Stainless-Steel Toilet Compartments | 4 | New Listing
22-10 21 13 17 | Phenolic-Core Toilet Compartments | 4 | New Listing
22-10 21 16 14 | Stainless-Steel Shower and Dressing Compartments | 4 | New Listing
22-10 21 16 17 | Phenolic-Core Shower and Dressing Compartments | 4 | New Listing
22-10 21 26 | Room Darkening Curtains and Tracks | 3 | New Listing
22-10 22 19 63 | Demountable Glass Partitions | 4 | New Listing
22-10 22 39 13 | Folding Glass-Panel Partitions | 4 | New Listing
22-10 26 41 | Ballistics Resistant Panels | 3 | Title changed for reorganization | 22-10 26 41 | Bullet Resistant Panels | 3
22-10 28 19 | Tub and Shower Enclosures | 3 | Title changed for clarification | 22-10 28 19 | Tub and Shower Doors | 3
22-10 28 23 16 | Clothes Drying Racks and Lines | 4 | Title changed for reorganization | 22-10 28 23 16 | Clothes Drying Racks | 4
22-10 28 26 | Hygiene and Custodial Accessories | 3 | New Listing
22-10 45 00 | Photoluminescent Exit Specialties | 2 | New Listing
22-10 51 13 13 | Coin-Operated Metal Lockers | 4 | New Listing
22-10 57 36 | Closet Doors | 3 | New Listing
22-10 57 36 13 | Sliding Closet Doors | 4 | New Listing
22-10 57 36 16 | Bifold Closet Doors | 4 | New Listing
22-10 73 13 13 | Metal Awnings | 4 | New Listing
22-10 73 13 23 | Fabric Awnings | 4 | New Listing
22-10 73 13 36 | Point Supported Glass Awnings | 4 | New Listing
22-10 73 16 13 | Metal Canopies | 4 | New Listing
22-10 73 16 23 | Fabric Canopies | 4 | New Listing
22-10 73 16 33 | Glazed Canopies | 4 | New Listing
22-10 73 16 36 | Point Supported Glass Canopies | 4 | New Listing
22-10 73 26 13 | Metal Walkway Coverings | 4 | New Listing
22-10 73 26 23 | Fabric Walkway Coverings | 4 | New Listing
22-10 73 26 33 | Glazed Walkway Coverings | 4 | New Listing
22-10 73 26 36 | Point Supported Glass Walkway Coverings | 4 | New Listing
22-10 73 29 | Smoking Shelters | 3 | New Listing
22-10 74 49 | Modular Landing and Ramp Systems | 3 | New Listing
22-10 75 26 | Roof-Mounted Flagpoles | 3 | New Listing
22-10 75 29 | Plaza-Mounted Flagpoles | 3 | New Listing
22-11 01 20 | Operation and Maintenance of Commercial Equipment | 3 | Number and Title deleted for reorganization. Now under 11 01 20 Operation and Maintenance of Commercial Equipment | 22-11 01 15 | Operation and Maintenance of Security, Bank, and Detention Equipment | 3
22-11 01 60 | Operation and Maintenance of Entertainment and Recreation Equipment | 3 | Title changed for reorganization | 22-11 01 60 | Operation and Maintenance of Entertainment Equipment | 3
22-11 01 60 | Operation and Maintenance of Entertainment and Recreation Equipment | 3 | Number and Title deleted for reorganization. Now under 11 01 60 Operation and Maintenance of Entertainment and Recreation Equipment | 22-11 01 65 | Operation and Maintenance of Athletic and Recreational Equipment | 3
22-11 01 80 | Operation and Maintenance of Facility Maintenance and Operation Equipment | 3 | Title changed for reorganization | 22-11 01 80 | Operation and Maintenance of Collection and Disposal Equipment | 3
22-11 01 90 | Operation and Maintenance of Other Equipment | 3 | Number and Title deleted for reorganization. Now under 11 01 90 Operation and Maintenance of Other Equipment | 22-11 01 15 | Operation and Maintenance of Security, Bank, and Detention Equipment | 3
22-11 05 05 | Selective Demolition for Equipment | 3 | New Listing
22-11 11 36 | Vehicle Charging Equipment | 3 | New Listing
22-11 11 36 13 | Commercial Electric Vehicle Charging Unit | 4 | New Listing
22-11 11 36 16 | Residential Electric Vehicle Charging Unit | 4 | New Listing
22-11 14 16 | Pedestrian Control Devices | 3 | New Listing
22-11 14 19 | Portable Posts and Railings | 3 | Number changed for reorganization | 22-11 14 13 13 | Portable Posts and Railings | 4
22-11 15 00 | Security Control Equipment | 2 | New Listing
22-11 21 00 | Retail and Service Equipment | 2 | Title changed for clarification | 22-11 21 00 | Mercantile and Service Equipment | 2
22-11 21 23 13 | Merchandise Vending Machines | 4 | Title changed for clarification | 22-11 21 23 13 | Vending Machines | 4
22-11 21 23 16 | Reverse Vending Machines | 4 | New Listing
22-11 21 23 19 | Video Rental Vending Machines | 4 | New Listing
22-11 21 23 36 | Token Vending Machines | 4 | New Listing
22-11 21 24 | Money Changing Machines | 3 | Number and Title changed for reorganization | 22-11 14 16 | Money-Changing Equipment | 3
22-11 21 24 | Money Changing Machines | 3 | Number changed for reorganization | 22-11 14 16 19 | Money-Changing Machines | 4
22-11 21 63 | Refrigerated Display Equipment | 3 | Number changed for reorganization | 22-11 22 00 | Refrigerated Display Equipment | 2
22-11 21 73 | Commercial Laundry and Dry Cleaning Equipment | 3 | Number changed for reorganization | 22-11 23 00 | Commercial Laundry and Dry Cleaning Equipment | 2
22-11 21 73 13 | Dry Cleaning Equipment | 4 | Number changed for reorganization | 22-11 23 13 | Dry Cleaning Equipment | 3
22-11 21 73 16 | Drying and Conditioning Equipment | 4 | Number changed for reorganization | 22-11 23 16 | Drying and Conditioning Equipment | 3
22-11 21 73 19 | Finishing Equipment | 4 | Number changed for reorganization | 22-11 23 19 | Finishing Equipment | 3
22-11 21 73 23 | Commercial Ironing Equipment | 4 | Number changed for reorganization | 22-11 23 23 | Commercial Ironing Equipment | 3
22-11 21 73 26 | Commercial Washers and Extractors | 4 | Number changed for reorganization | 22-11 23 26 | Commercial Washers and Extractors | 3
22-11 21 73 33 | Coin-Operated Laundry Equipment | 4 | Number changed for reorganization | 22-11 23 33 | Coin-Operated Laundry Equipment | 3
22-11 21 73 43 | Hanging Garment Conveyors | 4 | Number changed for reorganization | 22-11 23 43 | Hanging Garment Conveyors | 3
22-11 21 83 | Photo Processing Equipment | 3 | Number and Title changed for reorganization | 22-11 27 00 | Photographic Processing Equipment | 2
22-11 21 83 | Photo Processing Equipment | 3 | Number and Title changed for reorganization | 22-11 27 13 | Darkroom Processing Equipment | 3
22-11 21 83 | Photo Processing Equipment | 3 | Number and Title changed for reorganization | 22-11 27 16 | Film Transfer Cabinets | 3
22-11 22 00 | Banking Equipment | 2 | Number and Title changed for reorganization | 22-11 15 00 | Security, Detention, and Banking Equipment | 2
22-11 22 13 | Vault Equipment | 3 | Number changed for reorganization | 22-11 16 00 | Vault Equipment | 2
22-11 22 13 13 | Safe Deposit Boxes | 4 | Number changed for reorganization | 22-11 16 13 | Safe Deposit Boxes | 3
22-11 22 13 16 | Safes | 4 | Number changed for reorganization | 22-11 16 16 | Safes | 3
22-11 22 13 23 | Vault Ventilators | 4 | Number changed for reorganization | 22-11 16 23 | Vault Ventilators | 3
22-11 22 13 26 | Time Capsules | 4 | Number changed for reorganization | 22-11 16 33 | Time Capsules | 3
22-11 22 16 | Teller and Service Equipment | 3 | Number changed for reorganization | 22-11 17 00 | Teller and Service Equipment | 2
22-11 22 16 13 | Teller Equipment Systems | 4 | Number changed for reorganization | 22-11 17 13 | Teller Equipment Systems | 3
22-11 22 16 16 | Automatic Banking Systems | 4 | Number changed for reorganization | 22-11 17 16 | Automatic Banking Systems | 3
22-11 22 16 19 | Money Handling Equipment | 4 | Number changed for reorganization | 22-11 17 23 | Money Handling Equipment | 3
22-11 22 16 23 | Money Depositories | 4 | Number changed for reorganization | 22-11 17 26 | Money Depositories | 3
22-11 22 16 26 | Money Cart Pass-Through | 4 | Number changed for reorganization | 22-11 17 33 | Money Cart Pass-Through | 3
22-11 22 16 29 | Package Transfer Units | 4 | Number changed for reorganization | 22-11 17 36 | Package Transfer Units | 3
22-11 22 16 33 | Deal Trays | 4 | New Listing
|  |  | Number and Title deleted for reorganization. Considered to be no longer in use. | 22-11 28 19 | Self-Contained Facsimile Machines | 3
22-11 30 13 | Residential Appliances | 3 | Number changed for reorganization | 22-11 31 00 | Residential Appliances | 2
22-11 30 13 13 | Residential Kitchen Appliances | 4 | Number changed for reorganization | 22-11 31 13 | Residential Kitchen Appliances | 3
22-11 30 13 23 | Residential Laundry Appliances | 4 | Number changed for reorganization | 22-11 31 23 | Residential Laundry Appliances | 3
22-11 30 33 | Retractable Stairs | 3 | Number changed for reorganization | 22-11 33 00 | Retractable Stairs | 2
22-11 30 34 | Residential Ceiling Fans | 3 | Number changed for reorganization | 22-11 34 00 | Residential Ceiling Fans | 2
22-11 32 00 | Unit Kitchens | 2 | Number changed for reorganization | 22-11 26 00 | Unit Kitchens | 2
22-11 32 13 | Metal Unit Kitchens | 3 | Number changed for reorganization | 22-11 26 13 | Metal Unit Kitchens | 3
22-11 32 16 | Wood Unit Kitchens | 3 | Number changed for reorganization | 22-11 26 16 | Wood Unit Kitchens | 3
22-11 32 19 | Plastic-Laminate-Clad Unit Kitchens | 3 | Number changed for reorganization | 22-11 26 19 | Plastic-Laminate-Clad Unit Kitchens | 3
22-11 46 83 | Ice Machines | 3 | Number changed for reorganization | 22-11 47 00 | Ice Machines | 2
22-11 48 00 | Foodservice Cleaning and Disposal Equipment | 2 | Title changed for clarification | 22-11 48 00 | Cleaning and Disposal Equipment | 2
22-11 52 33 | Interactive Displays | 3 | New Listing
22-11 60 00 | Entertainment and Recreation Equipment | 2 | Title changed for clarification | 22-11 60 00 | Entertainment Equipment | 2
22-11 66 00 | Athletic Equipment | 2 | Number and Title changed for reorganization | 22-11 65 00 | Athletic and Recreational Equipment | 2
22-11 67 00 | Recreational Equipment | 2 | Number and Title changed for reorganization | 22-11 65 00 | Athletic and Recreational Equipment | 2
22-11 68 00 | Play Field Equipment and Structures | 2 | Number and Title changed for reorganization | 22-11 65 00 | Athletic and Recreational Equipment | 2
22-11 73 13 | Psychiatric Seclusion Room Padding | 3 | New Listing
22-11 80 00 | Facility Maintenance and Operation Equipment | 2 | Title changed for clarification | 22-11 80 00 | Collection and Disposal Equipment | 2
22-11 81 00 | Facility Maintenance Equipment | 2 | Number and Title changed for reorganization | 22-11 24 00 | Maintenance Equipment | 2
22-11 81 13 | Floor and Wall Cleaning Equipment | 3 | Number changed for reorganization | 22-11 24 13 | Floor and Wall Cleaning Equipment | 3
22-11 81 16 | Housekeeping Carts | 3 | Number changed for reorganization | 22-11 24 16 | Housekeeping Carts | 3
22-11 81 19 | Vacuum Cleaning Systems | 3 | Number changed for reorganization | 22-11 24 19 | Vacuum Cleaning Systems | 3
22-11 81 23 | Façade Access Equipment | 3 | Number changed for reorganization | 22-11 24 23 | Façade Access Equipment | 3
22-11 81 23 13 | Window Washing Systems | 4 | Number changed for reorganization | 22-11 24 23 13 | Window Washing Systems | 4
22-11 81 29 | Facility Fall Protection | 3 | Number changed for reorganization | 22-11 24 29 | Facility Fall Protection | 3
22-11 82 00 | Facility Solid Waste Handling Equipment | 2 | Title changed for clarification | 22-11 82 00 | Solid Waste Handling Equipment | 2
22-11 82 16 | Facility Waste Conveyors | 3 | New Listing
22-11 94 00 | Veterinary Equipment | 2 | New Listing
22-11 97 00 | Security Equipment | 2 | Number changed for reorganization | 22-11 18 00 | Security Equipment | 2
22-11 97 00 | Security Equipment | 2 | Number and Title changed for reorganization | 22-11 15 00 | Security, Detention, and Banking Equipment | 2
22-11 97 13 | Deal Drawers | 3 | Number changed for reorganization | 22-11 18 13 | Deal Drawers | 3
22-11 97 16 | Gun Ports | 3 | Number changed for reorganization | 22-11 18 16 | Gun Ports | 3
22-11 97 23 | Valuable Material Storage | 3 | Number changed for reorganization | 22-11 18 23 | Valuable Material Storage | 3
22-11 98 00 | Detention Equipment | 2 | Number and Title changed for reorganization | 22-11 15 00 | Security, Detention, and Banking Equipment | 2
22-11 98 00 | Detention Equipment | 2 | Number changed for reorganization | 22-11 19 00 | Detention Equipment | 2
22-11 98 11 | Detention Equipment Requirements | 3 | Title changed for reorganization | 22-11 98 11 | Detention Equipment General Requirements | 3
22-11 98 12 | Detention Doors and Frames | 3 | Number changed for reorganization | 22-08 34 63 | Detention Doors and Frames | 3
22-11 98 12 | Detention Doors and Frames | 3 | Number and Title changed for reorganization | 22-08 34 63 13 | Steel Detention Doors and Frames | 4
22-11 98 12 | Detention Doors and Frames | 3 | Number and Title changed for reorganization | 22-08 34 63 16 | Steel Plate Detention Doors and Frames | 4
22-11 98 12 | Detention Doors and Frames | 3 | Number and Title changed for reorganization | 22-08 34 63 33 | Detention Door Frame Protection | 4
22-11 98 13 | Detention Pass-Through Doors | 3 | Number changed for reorganization | 22-11 19 13 | Detention Pass-Through Doors | 3
22-11 98 14 | Detention Door Hardware | 3 | Number changed for reorganization | 22-08 71 63 | Detention Door Hardware | 3
22-11 98 16 | Detention Gun Lockers | 3 | Number changed for reorganization | 22-11 19 16 | Detention Gun Lockers | 3
22-11 98 19 | Detention Room Padding | 3 | New Listing
22-11 98 21 | Detention Windows | 3 | Number changed for reorganization | 22-08 56 63 | Detention Windows | 3
22-11 98 23 | Detention Window Screens | 3 | Number changed for reorganization | 22-08 56 66 | Detention Window Screens | 3
22-12 05 05 | Selective Demolition for Furnishings | 3 | New Listing
22-12 34 19 | Manufactured Solid Surface Casework | 3 | New Listing
22-12 36 26 | Glass Countertops | 3 | New Listing
22-12 36 71 | Paper-Composite Countertops | 3 | New Listing
22-12 62 23 | Portable Bleachers | 3 | New Listing
22-12 64 13 | Booths | 3 | New Listing
22-12 64 16 | Tables | 3 | New Listing
22-12 64 23 | Banquette Seating | 3 | New Listing
22-12 93 00 | Interior Public Space Furnishings | 2 | Title changed for reorganization | 22-12 93 00 | Site Furnishings | 2
22-13 01 46 | Maintenance of Lightning Protection Systems | 3 | New Listing
22-13 05 05 | Selective Demolition for Special Construction | 3 | New Listing
22-13 15 00 | Specialty Element Construction | 2 | New Listing
22-13 19 19 | Animal Washing Tubs | 3 | New Listing
22-13 34 23 26 | Fabricated Cold Storage Buildings | 4 | New Listing
22-13 42 00 | Building Modules and Components | 2 | Title changed for reorganization | 22-13 42 00 | Building Modules | 2
22-13 42 73 | Integrated Interior Modules | 3 | New Listing
22-13 42 73 11 | Integrated Floor Assemblies | 4 | New Listing
22-13 42 73 13 | Integrated Wall Assemblies | 4 | New Listing
22-13 42 73 15 | Integrated Ceiling Assemblies | 4 | New Listing
22-13 46 00 | Lightning Protection Systems | 2 | Moved from 22-26 41 00 | 22-26 41 00 | Facility Lightning Protection
22-13 46 13 | Lightning Protection for Structures | 3 | Moved from 22-26 41 13 | 22-26 41 13 | Lightning Protection for Structures
22-13 46 16 | Lightning Prevention and Dissipation | 3 | Moved from 22-26 41 16 | 22-26 41 16 | Lightning Prevention and Dissipation
22-13 46 19 | Early Streamer Emission Lightning Protection | 3 | Moved from 22-26 41 19 | 22-26 41 19 | Early Streamer Emission Lightning Protection
22-13 46 23 | Lightning Monitoring Equipment | 3 | New Listing
22-13 47 00 | Facility Protection | 2 | New Listing
22-13 47 13 | Cathodic Protection | 3 | Number changed for reorganization | 22-26 42 00 | Cathodic Protection | 2
22-13 47 13 13 | Cathodic Protection for Underground and Submerged Piping | 4 | Number and Title changed for reorganization | 22-26 42 13 | Passive Cathodic Protection for Underground and Submerged Piping | 3
22-13 47 13 16 | Cathodic Protection for Underground Storage Tanks | 4 | Number and Title changed for reorganization | 22-26 42 16 | Passive Cathodic Protection for Underground Storage Tank | 3
22-13 47 13 19 | Cathodic Protection for Concrete Reinforcing | 4 | New Listing
22-14 05 05 | Selective Demolition for Conveying Equipment | 3 | New Listing
22-14 25 00 | Rack and Pinion Elevators | 3 | New Listing
22-14 41 19 | Stairway Chairlifts | 3 | New Listing
22-14 45 13 | Vehicle Service Lifts | 3 | New Listing
22-14 45 23 | Vehicle Parking Lifts | 3 | New Listing
22-14 46 00 | Material Lifts | 2 | New Listing
22-21 05 05 | Selective Demolition for Fire Suppression | 3 | New Listing
22-21 05 17 | Sleeves and Sleeve Seals for Fire-Suppression Piping | 3 | New Listing
22-21 05 48 13 | Vibration Controls for Fire-Suppresion Piping and Equipment | 4 | New Listing
22-21 10 00 | Water-Based Fire-Suppression Systems | 2 | Number and Title changed for reorganization | 22-28 46 12 13 | Fire Alarm Level Detector Switches | 4
22-21 10 00 | Water-Based Fire-Suppression Systems | 2 | Number and Title changed for reorganization | 22-28 46 12 15 | Fire Alarm Flow Switches | 4
22-21 10 00 | Water-Based Fire-Suppression Systems | 2 | Number and Title changed for reorganization | 22-28 46 12 17 | Fire Alarm Pressure Sensors | 4
22-21 21 13 13 | High-Pressure, Carbon-Dioxide Fire-Extinguishing Systems | 4 | New Listing
22-21 21 13 16 | Low-Pressure, Carbon-Dioxide Fire-Extinguishing Systems | 4 | New Listing
22-21 21 23 | Nitrogen-Water Fire-Extinguishing Systems | 3 | New Listing
22-21 34 00 | Fire Pump Accessories | 2 | New Listing
22-21 34 13 | Pressure Maintenance Pumps | 3 | Number and Title changed for reorganization | 22-21 16 00 | Fire-Suppression Pressure Maintenance Pumps | 2
22-22 05 05 | Selective Demolition for Plumbing | 3 | New Listing
22-22 05 17 | Sleeves and Sleeve Seals for Plumbing Piping | 3 | New Listing
22-22 05 48 13 | Vibration Controls for Plumbing Piping and Equipment | 4 | New Listing
22-22 09 63 | Medical Gas Alarms | 3 | New Listing
22-22 11 17 | Gray-Water Piping | 3 | New Listing
22-22 11 23 43 | Domestic-Water, Base-Mounted Pumps | 4 | New Listing
22-22 11 63 | Gray-Water Pumps | 3 | New Listing
22-22 13 00 | Facility Sanitary Sewerage | 2 | Number and Title changed for reorganization | 22-22 13 53 | Facility Septic Tanks | 3
22-22 14 63 | Facility Storm-Water Retention Tanks | 3 | New Listing
22-22 36 00 | Domestic Water Preheaters | 2 | New Listing
22-22 36 13 | Solar Domestic Water Preheaters | 3 | New Listing
22-22 36 23 | Geothermal Domestic Water Preheaters | 3 | New Listing
22-22 42 39 | Commercial Faucets | 3 | Title changed for reorganization | 22-22 42 39 | Commercial Faucets, Supplies, and Trim | 3
22-22 52 19 13 | Electronic Fountain Water Conditioning Equipment | 4 | New Listing
22-23 05 05 | Selective Demolition for HVAC | 3 | New Listing
22-23 05 17 | Sleeves and Sleeve Seals for HVAC Piping | 3 | New Listing
22-23 05 48 13 | Vibration Controls for HVAC | 4 | New Listing
22-23 09 23 11 | Control Valves | 4 | New Listing
22-23 09 23 12 | Control Dampers | 4 | New Listing
22-23 09 23 13 | Energy Meters | 4 | New Listing
22-23 09 23 14 | Flow Instruments | 4 | New Listing
22-23 09 23 16 | Gas Instruments | 4 | New Listing
22-23 09 23 17 | Level Instruments | 4 | New Listing
22-23 09 23 18 | Leak Detection Instruments | 4 | New Listing
22-23 09 23 19 | Moisture Instruments | 4 | New Listing
22-23 09 23 21 | Motion Instruments | 4 | New Listing
22-23 09 23 22 | Position Instruments | 4 | New Listing
22-23 09 23 23 | Pressure Instruments | 4 | New Listing
22-23 09 23 24 | Speed Instruments | 4 | New Listing
22-23 09 23 27 | Temperature Instruments | 4 | New Listing
22-23 09 23 33 | Vibration Instruments | 4 | New Listing
22-23 09 23 43 | Weather Stations | 4 | New Listing
22-23 09 93 11 | Sequence of Operation for HVAC DDC | 4 | New Listing
22-23 11 00 | Facility Fuel Piping | 2 | Deleted for reorganization. Now under 33 52 13, 23 11 00 | 22-33 52 19 13 | Diesel Fuel Piping | 4
22-23 12 00 | Facility Fuel Pumps | 2 | Deleted for reorganization. Now under 23 12 00, 43 20 00 | 22-33 52 19 23 | Diesel Fuel Pumps | 4
22-23 12 00 | Facility Fuel Pumps | 2 | Deleted for reorganization. Now under 23 12 00, 43 20 00 | 22-33 52 43 23 | Aviation Fuel Pumps | 4
22-23 12 26 | Facility Liquefied-Petroleum Gas Pumps | 3 | New Listing
22-23 13 26 | Facility Aboveground Liquefied-Petroleum Gas Storage Tanks | 3 | New Listing
22-23 25 26 | Electronic Water Conditioning for HVAC Systems | 3 | New Listing
22-23 25 33 | HVAC Makeup-Water Filtration Equipment | 3 | New Listing
22-23 33 38 | Duct Security Bars | 3 | New Listing
22-23 34 39 | Air Destratification Fans | 3 | New Listing
22-23 35 33 | Listed Kitchen Ventilation Exhaust System | 3 | New Listing
22-23 37 13 43 | Security Registers and Grilles | 4 | New Listing
22-23 51 13 11 | Draft Control Fans | 4 | New Listing
22-23 52 33 14 | Flexible Water-Tube Boilers | 4 | New Listing
22-23 62 46 | Packaged Variable-Refrigerant-Flow Air-Conditioning Systems | 3 | New Listing
22-23 64 23 13 | Air-Cooled Scroll Water Chillers | 4 | New Listing
22-23 64 23 16 | Water-Cooled Scroll Water Chillers | 4 | New Listing
22-23 64 26 13 | Air-Cooled, Rotary-Screw Water Chillers | 4 | New Listing
22-23 64 26 16 | Water-Cooled, Rotary-Screw Water Chillers | 4 | New Listing
22-23 64 33 | Modular Water Chillers | 3 | New Listing
22-23 64 33 13 | Air-Cooled, Modular Water Chillers | 4 | New Listing
22-23 64 33 16 | Water-Cooled, Modular Water Chillers | 4 | New Listing
22-23 65 14 | Induced-Draft Cooling Towers | 3 | New Listing
22-23 65 14 13 | Open-Circuit, Induced-Draft Counterflow Cooling Towers | 4 | New Listing
22-23 65 14 14 | Open-Circuit, Induced-Draft Crossflow Cooling Towers | 4 | New Listing
22-23 65 14 16 | Closed-Circuit, Induced-Draft Counterflow Cooling Towers | 4 | New Listing
22-23 65 14 17 | Closed-Circuit, Induced-Draft Combined-Flow Cooling Towers | 4 | New Listing
22-23 74 16 | Packaged Rooftop Air-Conditioning Units | 3 | New Listing
22-23 74 16 11 | Packaged, Small-Capacity, Rooftop Air-Conditioning Units | 4 | New Listing
22-23 74 16 12 | Packaged, Intermediate-Capacity, Rooftop Air-Conditioning Units | 4 | New Listing
22-23 74 16 13 | Packaged, Large-Capacity, Rooftop Air-Conditioning Units | 4 | New Listing
22-23 75 16 | Custom-Packaged, Rooftop Air-Conditioning Units | 3 | New Listing
22-23 81 13 11 | Packaged Terminal Air-Conditioners, Through-Wall Units | 4 | New Listing
22-23 81 13 12 | Packaged Terminal Air-Conditioners, Freestanding Units | 4 | New Listing
22-23 81 13 13 | Packaged Terminal Air-Conditioners, Outdoor, Wall-Mounted Units | 4 | New Listing
22-23 81 23 11 | Small-Capacity, Computer-Room Air-Conditioners, Floor Mounted Units | 4 | New Listing
22-23 81 23 12 | Large-Capacity, Computer-Room Air-Conditioners, Floor-Mounted Units | 4 | New Listing
22-23 81 23 13 | Computer-Room Air-Conditioners, Ceiling Mounted Units | 4 | New Listing
22-23 81 23 14 | Computer-Room Air-Conditioners, Console Units | 4 | New Listing
22-23 81 23 16 | Computer-Room Air-Conditioners, Rack Mounted, Space-Cooling Units | 4 | New Listing
22-23 81 23 18 | Computer-Room, Rack-Cooling Equipment | 4 | New Listing
22-23 81 49 | Ground-Source Unitary Heat Pumps | 3 | New Listing
22-23 82 16 11 | Hydronic Air Coils | 4 | New Listing
22-23 82 16 12 | Steam Air Coils | 4 | New Listing
22-23 82 16 13 | Refrigerant Air Coils | 4 | New Listing
22-23 82 16 14 | Electric-Resistance Air Coils | 4 | New Listing
22-23 83 00 | Radiant Heating and Cooling Units | 2 | Title changed for reorganization | 22-23 83 00 | Radiant Heating Units | 2
22-23 83 16 | Radiant Heating and Cooling Hydronic Piping | 3 | Title changed for reorganization | 22-23 83 16 | Radiant-Heating Hydronic Piping | 3
22-23 83 26 | Radiant Heating and Cooling Hydronic Panels | 3 | New Listing
22-25 05 05 | Selective Demolition for Integrated Automation | 3 | New Listing
22-25 05 12 | Cyber Security Requirements for Integrated Automation | 3 | New Listing
22-26 01 40 | Operation and Maintenance of Electrical Protection Systems | 3 | Title changed for reorganization | 22-26 01 40 | Operation and Maintenance of Electrical and Cathodic Protection Systems | 3
22-26 05 00 | Common Work Results for Electrical | 2 | Number and Title changed for reorganization | 22-33 72 33 33 | Raceway and Boxes for Utility Substations | 4
22-26 05 00 | Common Work Results for Electrical | 2 | Number and Title changed for reorganization | 22-33 72 33 36 | Cable Trays for Utility Substations | 4
22-26 05 05 | Selective Demolition for Electrical | 3 | New Listing
22-26 05 44 | Sleeves and Sleeve Seals for Electrical Raceways and Cabling | 3 | New Listing
22-26 05 48 16 | Seismic Controls for Electrical Systems | 4 | New Listing
22-26 05 73 13 | Short-Circuit Studies | 4 | New Listing
22-26 05 73 16 | Coordination Studies | 4 | New Listing
22-26 05 73 19 | Arc-Flash Hazard Analysis | 4 | New Listing
22-26 05 73 23 | Load Flow Studies | 4 | New Listing
22-26 05 73 26 | Stability Studies | 4 | New Listing
22-26 05 73 29 | Harmonic-Analysis Studies | 4 | New Listing
22-26 05 76 | Photometric Studies | 3 | New Listing
22-26 09 16 | Electrical Control Components | 3 | Title changed for reorganization | 22-26 09 16 | Electrical Controls and Relays | 3
22-26 09 36 19 | Standalone Multipreset Modular Dimming | 4 | New Listing
22-26 09 43 23 | Relay-Based Lighting Controls | 4 | New Listing
22-26 11 16 11 | Secondary Unit Substations with Switchgear Secondary | 4 | New Listing
22-26 11 16 12 | Secondary Unit Substations with Switchboard Secondary | 4 | New Listing
22-26 11 16 13 | Secondary Unit Substations with Motor Control Center Secondary | 4 | New Listing
22-26 15 00 | Medium-Voltage Enclosed Bus Assemblies | 2 | New Listing
22-26 15 13 | Medium-Voltage Busways | 3 | New Listing
22-26 15 16 | Medium-Voltage Cablebus | 3 | New Listing
22-26 22 17 | Low-Voltage Transformers for Nonlinear Loads | 3 | New Listing
22-26 22 18 | Low-Voltage Transformers for Load Centers | 3 | New Listing
22-26 24 16 16 | Electronically Operated Circuit-Breaker Panelboards | 4 | New Listing
22-26 25 13 | Low-Voltage Busways | 3 | New Listing
22-26 25 16 | Low-Voltage Cablebus Systems | 3 | New Listing
22-26 27 13 | Electricity Metering | 3 | Number and Title changed for reorganization | 22-33 71 73 33 | Electric Meters | 4
22-26 27 33 | Power Distribution Units | 3 | Number changed for reorganization | 22-26 26 00 | Power Distribution Units | 2
22-26 27 33 | Power Distribution Units | 3 | New Listing
22-26 32 23 13 | Horizontal-Axis Wind Turbines | 4 | New Listing
22-26 32 23 16 | Vertical-Axis Wind Turbines | 4 | New Listing
22-26 33 23 13 | Central Battery Equipment for Emergency Lighting | 4 | New Listing
22-26 35 33 13 | Medium-Voltage Power Factor Correction Equipment | 4 | New Listing
22-26 35 33 16 | Low-Voltage Power Factor Correction Equipment | 4 | New Listing
22-26 40 00 | Electrical Protection | 2 | Title changed for reorganization | 22-26 40 00 | Electrical and Cathodic Protection | 2
22-26 43 23 | Surge Protective Devices for Lightning Protection | 3 | Number and Title changed for reorganization | 22-26 41 23 | Lightning Protection Surge Arresters and Suppressors | 3
22-26 51 16 | Fluorescent Interior Lighting | 3 | New Listing
22-26 51 19 | LED Interior Lighting | 3 | New Listing
22-26 51 23 | HID Interior Lighting | 3 | New Listing
22-26 52 13 | Emergency and Exit Lighting | 3 | New Listing
22-26 52 13 13 | Emergency Lighting | 4 | New Listing
22-26 52 13 16 | Exit Signs | 4 | New Listing
22-26 52 13 16 | Exit Signs | 4 | Number changed for reorganization | 22-26 53 00 | Exit Signs | 2
22-26 54 13 | Incandescent Classified Location Lighting | 3 | New Listing
22-26 54 16 | Fluorescent Classified Location Lighting | 3 | New Listing
22-26 54 19 | LED Classified Location Lighting | 3 | New Listing
22-26 55 68 | Athletic Field Lighting | 3 | New Listing
22-26 55 68 | Athletic Field Lighting | 3 | Number and Title changed for reorganization | 22-26 56 68 | Exterior Athletic Lighting | 3
22-26 56 00 | Exterior Lighting | 2 | Number and Title changed for reorganization | 22-26 56 16 | Parking Lighting | 3
22-26 56 00 | Exterior Lighting | 2 | Number and Title changed for reorganization | 22-26 56 33 | Walkway Lighting | 3
22-26 56 17 | Fluorescent Exterior Lighting | 3 | New Listing
22-26 56 18 | Incandescent Exterior Lighting | 3 | New Listing
22-26 56 21 | HID Exterior Lighting | 3 | New Listing
22-27 05 05 | Selective Demolition for Communications | 3 | New Listing
22-27 05 11 | Cameras for Audio-Visual Systems | 3 | New Listing
22-27 05 12 | Cyber Security Requirements for Communications | 3 | New Listing
22-27 05 26 | Grounding and Bonding for Communications Systems | 3 | Number and Title changed for reorganization | 22-28 05 26 | Grounding and Bonding for Electronic Safety and Security | 3
22-27 05 28 | Pathways for Communications Systems | 3 | Number and Title changed for reorganization | 22-28 05 28 | Pathways for Electronic Safety and Security | 3
22-27 05 29 | Hangers and Supports for Communications Systems | 3 | Deleted for reorganization. Now under 28 05 29, 27 05 29 | 22-28 05 28 29 | Hangers and Supports for Electronic Safety and Security | 4
22-27 05 33 | Conduits and Backboxes for Communications Systems | 3 | Number and Title changed for reorganization | 22-28 05 28 33 | Conduits and Backboxes for Electronic Safety and Security | 4
22-27 05 36 | Cable Trays for Communications Systems | 3 | Number and Title changed for reorganization | 22-28 05 28 36 | Cable Trays for Electronic Safety and Security | 4
22-27 05 39 | Surface Raceways for Communications Systems | 3 | Number and Title changed for reorganization | 22-28 05 28 39 | Surface Raceways for Electronic Safety and Security | 4
22-27 05 44 | Sleeves and Sleeve Seals for Communications Pathways and Cabling | 3 | New Listing
22-27 05 48 16 | Seismic Controls for Communications Systems | 4 | New Listing
|  |  | Title deleted as part of reorganization | 22-27 15 00 19 | Data Communications Horizontal Cabling | 4
22-27 15 01 | Communications Horizontal Cabling Applications | 3 | New Listing
22-27 15 01 11 | Conductors and Cables for Electronic Safety and Security | 4 | Number changed for reorganization | 22-28 05 13 | Conductors and Cables for Electronic Safety and Security | 3
22-27 15 01 13 | Video Surveillance Communications Conductors and Cables | 4 | Number and Title changed for reorganization | 22-28 05 13 13 | CCTV Communications Conductors and Cables | 4
22-27 15 01 15 | Access Control Communications Conductors and Cables | 4 | Number changed for reorganization | 22-28 05 13 16 | Access Control Communications Conductors and Cables | 4
22-27 15 01 16 | Voice Communications Horizontal Cabling | 4 | Number changed for reorganization | 22-27 15 00 16 | Voice Communications Horizontal Cabling | 4
22-27 15 01 17 | Intrusion Detection Communications Conductors and Cables | 4 | Number changed for reorganization | 22-28 05 13 19 | Intrusion Detection Communications Conductors and Cables | 4
22-27 15 01 19 | Fire Alarm Communications Conductors and Cables | 4 | Number changed for reorganization | 22-28 05 13 23 | Fire Alarm Communications Conductors and Cables | 4
22-27 15 01 23 | Audio-Video Communications Horizontal Cabling | 4 | Number changed for reorganization | 22-27 15 00 23 | Audio-Video Communications Horizontal Cabling | 4
22-27 15 01 39 | Patient Monitoring and Telemetry Communications Horizontal Cabling | 4 | Number changed for reorganization | 22-27 15 00 39 | Patient Monitoring and Telemetry Communications Horizontal Cabling | 4
22-27 15 01 43 | Nurse Call and Intercom Communications Horizontal Cabling | 4 | Number changed for reorganization | 22-27 15 00 43 | Nurse Call and Intercom Communications Horizontal Cabling | 4
22-27 15 01 46 | Paging Communications Horizontal Cabling | 4 | Number changed for reorganization | 22-27 15 00 46 | Paging Communications Horizontal Cabling | 4
22-27 15 01 49 | Intermediate Frequency/Radio Frequency Communications Horizontal Cabling | 4 | Number changed for reorganization | 22-27 15 00 49 | Intermediate Frequency/Radio Frequency Communications Horizontal Cabling | 4
22-27 15 01 53 | Antennas Communications Horizontal Cabling | 4 | Number changed for reorganization | 22-27 15 00 53 | Antennas Communications Horizontal Cabling | 4
22-27 51 29 | Emergency Communications Systems | 3 | New Listing
22-27 51 29 13 | Rescue Assistance Signal Systems | 4 | New Listing
22-27 51 29 17 | Two-way Radio Communication Enhancement Systems | 4 | New Listing
22-27 51 33 | Occupancy Indicator | 3 | New Listing
22-28 01 10 | Operation and Maintenance of Access Control | 3 | Deleted for reorganization. Now under 28 01 10, 28 01 30 | 22-28 01 10 | Operation and Maintenance of Electronic Access Control and Intrusion Detection | 3
22-28 01 10 51 | Maintenance and Administration of Access Control | 4 | Deleted for reorganization. Now under 28 01 10.51, 28 01 30.51 | 22-28 01 10 51 | Maintenance and Administration of Electronic Access Control and Intrusion Detection | 4
22-28 01 10 71 | Revisions and Upgrades of Access Control | 4 | Deleted for reorganization. Now under 28 01 10.71, 28 01 30.51 | 22-28 01 10 71 | Revisions and Upgrades of Electronic Access Control and Intrusion Detection | 4
22-28 01 20 | Operation and Maintenance of Video Surveillance | 3 | Title changed for reorganization | 22-28 01 20 | Operation and Maintenance of Electronic Surveillance | 3
22-28 01 20 51 | Maintenance and Administration of Video Surveillance | 4 | New Listing
22-28 01 20 71 | Revisions and Upgrades of Video Surveillance | 4 | New Listing
22-28 01 30 | Operation and Maintenance of Security Detection, Alarm, and Monitoring | 3 | Deleted for reorganization. Now under 28 01 10, 28 01 30 | 22-28 01 10 | Operation and Maintenance of Electronic Access Control and Intrusion Detection | 3
22-28 01 30 | Operation and Maintenance of Security Detection, Alarm, and Monitoring | 3 | Deleted for reorganization. Now under 28 01 30, 28 01 80 | 22-28 01 30 | Operation and Maintenance of Electronic Detection and Alarm | 3
22-28 01 30 51 | Maintenance and Administration of Security Detection, Alarm, and Monitoring | 4 | Deleted for reorganization. Now under 28 01 10.51, 28 01 30.51 | 22-28 01 10 51 | Maintenance and Administration of Electronic Access Control and Intrusion Detection | 4
22-28 01 30 51 | Maintenance and Administration of Security Detection, Alarm, and Monitoring | 4 | Deleted for reorganization. Now under 28 01 10.71, 28 01 30.51 | 22-28 01 10 71 | Revisions and Upgrades of Electronic Access Control and Intrusion Detection | 4
22-28 01 30 51 | Maintenance and Administration of Security Detection, Alarm, and Monitoring | 4 | Deleted for reorganization. Now under 28 01 30.51, 28 01 80.51 | 22-28 01 30 51 | Maintenance and Administration of Electronic Detection and Alarm | 4
22-28 01 30 71 | Revisions and Upgrades of Security Detection, Alarm, and Monitoring | 4 | Deleted for reorganization. Now under 28 01 30.71, 28 01 80.71 | 22-28 01 30 71 | Revisions and Upgrades of Electronic Detection and Alarm | 4
22-28 01 50 | Operation and Maintenance of Specialized Systems | 3 | New Listing
22-28 01 50 51 | Maintenance and Administration of Specialized Systems | 4 | New Listing
22-28 01 50 71 | Revisions and Upgrades of Specialized Systems | 4 | New Listing
22-28 01 60 | Operation and Maintenance of Mass Notification | 3 | New Listing
22-28 01 60 51 | Maintenance and Administration of Mass Notification | 4 | New Listing
22-28 01 60 71 | Revisions and Upgrades of Mass Notification | 4 | New Listing
22-28 01 70 | Operation and Maintenance of Life Safety | 3 | New Listing
22-28 01 70 51 | Maintenance and Administration of Life Safety | 4 | New Listing
22-28 01 70 71 | Revisions and Upgrades of Life Safety | 4 | New Listing
22-28 01 80 | Operation and Maintenance of Fire Detection and Alarm | 3 | Deleted for reorganization. Now under 28 01 30, 28 01 80 | 22-28 01 30 | Operation and Maintenance of Electronic Detection and Alarm | 3
22-28 01 80 | Operation and Maintenance of Fire Detection and Alarm | 3 | Number and Title changed for reorganization | 22-28 01 40 | Operation and Maintenance of Electronic Monitoring and Control | 3
22-28 01 80 | Operation and Maintenance of Fire Detection and Alarm | 3 | New Listing
22-28 01 80 51 | Maintenance and Administration of Fire Detection and Alarm | 4 | Deleted for reorganization. Now under 28 01 30.51, 28 01 80.51 | 22-28 01 30 51 | Maintenance and Administration of Electronic Detection and Alarm | 4
22-28 01 80 51 | Maintenance and Administration of Fire Detection and Alarm | 4 | Number and Title changed for reorganization | 22-28 01 40 51 | Maintenance and Administration of Electronic Monitoring and Control | 4
22-28 01 80 51 | Maintenance and Administration of Fire Detection and Alarm | 4 | New Listing
22-28 01 80 71 | Revisions and Upgrades of Fire Detection and Alarm | 4 | Deleted for reorganization. Now under 28 01 30.71, 28 01 80.71 | 22-28 01 30 71 | Revisions and Upgrades of Electronic Detection and Alarm | 4
22-28 01 80 71 | Revisions and Upgrades of Fire Detection and Alarm | 4 | Number and Title changed for reorganization | 22-28 01 40 71 | Revisions and Upgrades of Electronic Monitoring and Control | 4
22-28 01 80 71 | Revisions and Upgrades of Fire Detection and Alarm | 4 | New Listing
22-28 05 05 | Selective Security Systems Demolition | 3 | Title changed for reorganization | 22-28 05 05 | Selective Demolition for Electronic Safety and Security | 3
22-28 05 07 | Power Sources for Electronic Safety and Security | 3 | New Listing
22-28 05 07 11 | Power Sources for Access Control | 4 | New Listing
22-28 05 07 13 | Power Sources for Video Surveillance | 4 | New Listing
22-28 05 07 15 | Power Sources for Intrusion Detection | 4 | New Listing
22-28 05 07 17 | Power Sources for Fire Detection and Alarm | 4 | New Listing
22-28 05 07 19 | Solar Power Sources for Electronic Safety and Security | 4 | New Listing
22-28 05 07 21 | Poe Power Sources for Electronic Safety and Security | 4 | New Listing
22-28 05 07 23 | Uninterruptible Power Supply | 4 | New Listing
22-28 05 07 25 | Power Source Monitoring | 4 | New Listing
22-28 05 07 27 | Power Source Monitoring Appliances | 4 | New Listing
22-28 05 07 29 | Power Source Monitoring Software | 4 | New Listing
22-28 05 09 | Surge Protection for Electronic Safety and Security | 3 | New Listing
22-28 05 09 11 | Surge Protection for Access Control | 4 | New Listing
22-28 05 09 13 | Surge Protection for Video Surveillance | 4 | New Listing
22-28 05 09 15 | Surge Protection for Intrusion Detection | 4 | New Listing
22-28 05 09 17 | Surge Protection for Fire Detection and Alarm | 4 | New Listing
22-28 05 11 | Cyber Security Requirements for Electronic Safety and Security | 3 | New Listing
22-28 05 13 11 | System Requirements for Servers, Workstations and Storage | 4 | New Listing
22-28 05 15 | Servers for Electronic Safety and Security | 3 | New Listing
22-28 05 17 | Workstations for Electronic Safety and Security | 3 | New Listing
22-28 05 19 | Storage Appliances for Electronic Safety and Security | 3 | Deleted for reorganization. Now under 28 05 19, 28 05 19.11, 28 05 19.13, 28 05 19.15 | 22-28 23 19 | Digital Video Recorders and Analog Recording Devices | 3
22-28 05 19 11 | Digital Video Recorders | 4 | Deleted for reorganization. Now under 28 05 19, 28 05 19.11, 28 05 19.13, 28 05 19.15 | 22-28 23 19 | Digital Video Recorders and Analog Recording Devices | 3
22-28 05 19 13 | Hybrid Digital Video Recorders | 4 | Deleted for reorganization. Now under 28 05 19, 28 05 19.11, 28 05 19.13, 28 05 19.15 | 22-28 23 19 | Digital Video Recorders and Analog Recording Devices | 3
22-28 05 19 15 | Network Video Recorders | 4 | Deleted for reorganization. Now under 28 05 19, 28 05 19.11, 28 05 19.13, 28 05 19.15 | 22-28 23 19 | Digital Video Recorders and Analog Recording Devices | 3
22-28 05 21 | Network Attached Storage for Electronic Safety and Security | 3 | New Listing
22-28 05 23 | Storage Area Network for Electronic Safety and Security | 3 | New Listing
22-28 05 25 | Cloud Based Storage for Electronic Safety and Security | 3 | New Listing
22-28 05 27 | Archival Systems for Electronic Safety and Security | 3 | New Listing
22-28 05 27 11 | Digital Tape Storage | 4 | New Listing
22-28 05 27 13 | Storage Media | 4 | New Listing
22-28 05 29 | Storage Management Software for Electronic Safety and Security | 3 | Deleted for reorganization. Now under 28 05 29, 27 05 29 | 22-28 05 28 29 | Hangers and Supports for Electronic Safety and Security | 4
22-28 05 29 | Storage Management Software for Electronic Safety and Security | 3 | New Listing
22-28 05 31 | Communications Equipment for Electronic Safety and Security | 3 | New Listing
22-28 05 33 | Safety and Security Network Communications Equipment | 3 | New Listing
22-28 05 33 11 | Security Data Communications Firewalls | 4 | New Listing
22-28 05 33 13 | Security Data Communications Routers | 4 | New Listing
22-28 05 33 15 | Security Data Communications Power-over-ethernet Switches | 4 | New Listing
22-28 05 33 17 | Security Data Communications Non-power-over-ethernet Switches | 4 | New Listing
22-28 05 33 19 | Security Data Communications Media Converters | 4 | New Listing
22-28 05 35 | Security Data Communications Wireless Transmission Equipment | 3 | New Listing
22-28 05 35 11 | Microwave Transmission Equipment | 4 | New Listing
22-28 05 37 | Security Voice Communications -Distributed Antenna System | 3 | New Listing
22-28 05 37 11 | Bi-directional Amplifiers | 4 | New Listing
22-28 05 37 13 | Repeaters | 4 | New Listing
22-28 05 37 15 | Remote Repeaters | 4 | New Listing
22-28 05 39 | Antennas | 3 | New Listing
22-28 05 39 11 | Donor Antennas | 4 | New Listing
22-28 05 39 13 | Multi-band Antennas | 4 | New Listing
22-28 05 39 15 | Band Specific Antennas | 4 | New Listing
22-28 05 39 17 | Radiating Coaxial Cable | 4 | New Listing
22-28 05 39 19 | Other Antennas | 4 | New Listing
22-28 05 41 | Signal Controllers | 3 | New Listing
22-28 05 41 11 | Splitters | 4 | New Listing
22-28 05 41 13 | Directional Couplers | 4 | New Listing
22-28 05 43 | Security Voice Communications Private Mobile Radio System | 3 | New Listing
22-28 05 43 11 | Base Station | 4 | New Listing
22-28 05 43 13 | Handheld Radio | 4 | New Listing
22-28 05 44 | Sleeves and Sleeve Seals for Electronic Safety and Security Pathways and Cabling | 3 | New Listing
22-28 05 45 | Systems Integration and Unified Systems | 3 | Title changed for reorganization | 22-28 05 45 | Systems Integration and Interconnection Requirements | 3
22-28 05 45 | Systems Integration and Interconnection Requirements | 3 | New Listing
22-28 05 45 11 | Mechanical | 4 | New Listing
22-28 05 45 13 | Electrical | 4 | New Listing
22-28 05 45 15 | Information | 4 | New Listing
22-28 05 48 16 | Seismic Controls for Electronic Safety and Security | 4 | New Listing
22-28 08 11 | Testing for Baseline Performance Criteria | 3 | New Listing
22-28 10 00 | Access Control | 2 | Retitled for reorganization | 22-28 10 00 | Electronic Access Control and Intrusion Detection | 2
22-28 10 00 | Access Control | 2 | Number changed for reorganization | 22-28 13 00 | Access Control | 2
22-28 11 00 | Access Control Global Applications | 2 | Number changed for reorganization | 22-28 13 13 | Access Control Global Applications | 3
22-28 12 01 | System Requirements for Access Control Systems | 3 | New Listing
22-28 13 00 | Access Control Software and Database Management | 2 | Number and Title changed for reorganization | 22-28 13 16 | Access Control Systems and Database Management | 3
22-28 13 11 | Access Control Software | 3 | New Listing
22-28 13 11 11 | Access Control Operating Systems | 4 | New Listing
22-28 13 11 13 | Access Control Application Services | 4 | New Listing
22-28 13 11 15 | Access Control Mobile Applications | 4 | New Listing
22-28 13 15 | Access Control Cloud Services | 3 | New Listing
22-28 14 00 | Access Control System Hardware | 2 | Number and Title changed for reorganization | 22-28 13 19 | Access Control Systems Infrastructure | 3
22-28 14 11 | Access Control Network Controllers | 3 | New Listing
22-28 14 13 | Access Control Door Controllers | 3 | New Listing
22-28 14 15 | Access Control Inputs and Outputs | 3 | New Listing
22-28 14 17 | Access Control Printers and Encoders | 3 | New Listing
22-28 14 19 | Access Control Enclosures | 3 | New Listing
22-28 15 00 | Integrated Access Control Hardware Devices | 2 | New Listing
22-28 15 11 | Integrated Credential Readers and Entry Management | 3 | New Listing
22-28 15 11 11 | Standard Card Readers | 4 | New Listing
22-28 15 11 13 | Keypads | 4 | New Listing
22-28 15 11 15 | Biometric Identity Devices | 4 | New Listing
22-28 15 11 17 | Combination Reader Devices | 4 | New Listing
22-28 15 13 | Access Control Credentials | 3 | New Listing
22-28 15 13 11 | Access Control Cards | 4 | New Listing
22-28 15 13 13 | Wireless Key Fobs | 4 | New Listing
22-28 15 15 | Electrified Locking Devices & Accessories | 3 | New Listing
22-28 15 15 11 | Direct Interface Integrated Locking Devices | 4 | New Listing
22-28 15 15 13 | Wireless Integrated Locking Devices | 4 | New Listing
22-28 15 15 15 | Intelligent Ethernet Integrated Locking Devices | 4 | New Listing
22-28 15 15 17 | Status Monitoring and Egress Devices | 4 | New Listing
22-28 15 17 | Egress Management Devices | 3 | New Listing
22-28 15 17 11 | Magnetic Lock Delayed Egress Devices | 4 | New Listing
22-28 15 17 13 | Panic Hardware Delayed Egress Devices | 4 | New Listing
22-28 15 19 | Access Control Remote Devices | 3 | New Listing
22-28 15 19 11 | Smart Phone Interface Requirements | 4 | New Listing
22-28 15 19 13 | Wireless Access Control Devices | 4 | New Listing
22-28 15 21 | Telephone Entry Systems | 3 | New Listing
22-28 15 23 | Intercom Entry Systems | 3 | New Listing
22-28 15 23 11 | Audio Intercom (Analog) | 4 | New Listing
22-28 15 23 13 | Audio Video Intercom (Analog) | 4 | New Listing
22-28 15 23 15 | Audio Intercom (IP) | 4 | New Listing
22-28 15 23 17 | Audio Video Intercom (IP) | 4 | New Listing
22-28 15 25 | Electronic Key Management Systems | 3 | New Listing
22-28 15 27 | Access Control Electronic Turnstiles & Mobility Systems | 3 | New Listing
22-28 16 00 | Access Control Interfaces | 2 | Number changed for reorganization | 22-28 13 33 | Access Control Interfaces | 3
22-28 16 11 | Access Control Interfaces to Access Control Hardware | 3 | Number changed for reorganization | 22-28 13 33 16 | Access Control Interfaces to Access Control Hardware | 4
22-28 16 13 | Access Control Interfaces to Intrusion Detection | 3 | Number changed for reorganization | 22-28 13 33 26 | Access Control Interfaces to Intrusion Detection | 4
22-28 16 15 | Access Control Interfaces to Video Surveillance | 3 | Number changed for reorganization | 22-28 13 33 33 | Access Control Interfaces to Video Surveillance | 4
|  |  | Deleted for reorganization | 22-28 16 16 | Intrusion Detection Systems Infrastructure | 3
22-28 16 17 | Access Control Interfaces to Fire Alarm | 3 | Number changed for reorganization | 22-28 13 33 36 | Access Control Interfaces to Fire Alarm | 4
22-28 16 21 | Access Control Interfaces to Mechanical Systems | 3 | New Listing
22-28 16 23 | Access Control Interfaces to Electrical Systems | 3 | New Listing
22-28 16 25 | Access Control Interfaces to Electronic Key Management System | 3 | New Listing
22-28 16 27 | Access Control Interfaces to Elevator Controls | 3 | New Listing
22-28 16 31 | Access Control Interfaces to Perimeter Security Systems | 3 | New Listing
|  |  | Deleted for reorganization | 22-28 16 33 16 | Intrusion Detection Interfaces to Access Control Hardware | 4
22-28 17 00 | Access Control Identification Management Systems | 2 | Number changed for reorganization | 22-28 13 43 | Access Control Identification Management Systems | 3
22-28 17 11 | Visitor Management Systems | 3 | New Listing
22-28 17 13 | Self Check in and Kiosk Visitor Systems | 3 | New Listing
22-28 17 15 | Contractor & Vendor Management Systems | 3 | New Listing
22-28 17 17 | Mobile Access Identification Management Systems | 3 | New Listing
22-28 18 00 | Security Access Detection Equipment | 2 | Number and Title changed for reorganization | 22-28 13 53 | Security Access Detection | 3
22-28 18 11 | Security Access Metal Detectors | 3 | Number changed for reorganization | 22-28 13 53 13 | Security Access Metal Detectors | 4
22-28 18 13 | Security Access X-ray Equipment | 3 | Number and Title changed for reorganization | 22-28 13 53 16 | Security Access X-Ray Equipment | 4
22-28 18 15 | Security Access Explosive Detection Equipment | 3 | Number changed for reorganization | 22-28 13 53 23 | Security Access Explosive Detection Equipment | 4
22-28 18 17 | Security Access Sniffing Equipment | 3 | Number changed for reorganization | 22-28 13 53 29 | Security Access Sniffing Equipment | 4
22-28 19 00 | Access Control Vehicle Identification Systems | 2 | Number and Title changed for reorganization | 22-28 13 63 | Access Control Vehicle Identification System | 3
22-28 19 11 | Loading Dock Access Management Systems | 3 | New Listing
22-28 19 13 | Parking Garage Access Management Systems | 3 | New Listing
22-28 19 15 | Perimeter Vehicle Access Management Systems | 3 | New Listing
22-28 20 00 | Video Surveillance | 2 | Title changed for reorganization | 22-28 20 00 | Electronic Surveillance | 2
22-28 20 00 | Video Surveillance | 2 | Number changed for reorganization | 22-28 23 00 | Video Surveillance | 2
22-28 21 00 | Surveillance Cameras | 2 | Deleted for reorganization. Now under 28 21 00, 28 27 00 | 22-28 23 29 | Video Surveillance Remote Devices and Sensors | 3
22-28 21 11 | Analog Camera | 3 | New Listing
22-28 21 13 | IP Cameras | 3 | New Listing
22-28 21 13 11 | Panoramic IP Cameras | 4 | New Listing
22-28 21 13 13 | Analytic Packages for IP Cameras | 4 | New Listing
22-28 21 15 | Specialty Cameras | 3 | New Listing
22-28 21 17 | Camera Housings | 3 | New Listing
22-28 21 19 | Camera Mounts | 3 | New Listing
22-28 21 21 | Illuminators | 3 | New Listing
22-28 21 23 | Video Encoders and Decoders | 3 | New Listing
22-28 23 00 | Video Management System | 2 | Number and Title changed for reorganization | 22-28 23 13 | Video Surveillance Control and Management Systems | 3
22-28 23 11 | Video Management System Analytics | 3 | New Listing
22-28 23 13 | Video Management System Interfaces | 3 | Number and Title changed for reorganization | 22-28 23 16 | Video Surveillance Monitoring and Supervisory Interfaces | 3
|  |  | Deleted for reorganization | 22-28 23 23 | Video Surveillance Systems Infrastructure | 3
|  |  | Deleted for reorganization | 22-28 31 23 | Fire Detection and Alarm Annunciation Panels and Fire Stations | 3
22-28 25 00 | Video Surveillance Positioning Equipment | 2 | Number and Title changed for reorganization | 22-28 23 26 | Video Surveillance Remote Positioning Equipment | 3
22-28 27 00 | Video Surveillance Sensors | 2 | Deleted for reorganization. Now under 28 21 00, 28 27 00 | 22-28 23 29 | Video Surveillance Remote Devices and Sensors | 3
22-28 30 00 | Security Detection, Alarm, and Monitoring | 2 | Deleted for reorganization. Now under 28 30 00, 28 31 00, 28 31 11 | 22-28 16 00 | Intrusion Detection | 2
22-28 31 00 | Intrusion Detection | 2 | Deleted for reorganization. Now under 28 30 00, 28 31 00, 28 31 11 | 22-28 16 00 | Intrusion Detection | 2
22-28 31 11 | Building Intrusion Detection | 3 | Deleted for reorganization. Now under 28 30 00, 28 31 00, 28 31 11 | 22-28 16 00 | Intrusion Detection | 2
22-28 31 11 11 | Building Intrusion Detection Control, GUI, and Logic Systems | 4 | Number and Title changed for reorganization | 22-28 16 13 | Intrusion Detection Control, GUI, and Logic Systems | 3
22-28 31 11 13 | Building Intrusion Detection Remote Devices and Sensors | 4 | New Listing
22-28 31 21 | Area and Perimeter Intrusion Detection | 3 | Number and Title changed for reorganization | 22-28 16 43 | Perimeter Security Systems | 3
22-28 31 21 11 | Fiber Optic Area and Perimeter Security Systems | 4 | New Listing
22-28 31 21 13 | Microwave Area and Perimeter Security Systems | 4 | New Listing
22-28 31 21 15 | Integrated Video Area and Perimeter Security Systems | 4 | New Listing
22-28 31 21 17 | Fixed Optical Beam Area and Perimeter Security Systems | 4 | New Listing
22-28 31 21 19 | Lidar Area and Perimeter Security Systems | 4 | New Listing
22-28 31 21 21 | Coaxial Area and Perimeter Security Systems | 4 | New Listing
22-28 31 21 23 | Area and Perimeter Intrusion Detection Devices and Sensors | 4 | Number and Title changed for reorganization | 22-28 16 19 | Intrusion Detection Remote Devices and Sensors | 3
22-28 31 31 | Intrusion Detection Interfaces | 3 | Number changed for reorganization | 22-28 16 33 | Intrusion Detection Interfaces | 3
22-28 31 31 11 | Intrusion Detection Interfaces to Security Monitoring and Control | 4 | Number and Title changed for reorganization | 22-28 16 33 13 | Intrusion Detection Interfaces to Remote Monitoring | 4
22-28 31 31 13 | Intrusion Detection Interfaces to Access Control System | 4 | Number changed for reorganization | 22-28 16 33 23 | Intrusion Detection Interfaces to Access Control System | 4
22-28 31 31 15 | Intrusion Detection Interfaces to Video Surveillance | 4 | Number changed for reorganization | 22-28 16 33 33 | Intrusion Detection Interfaces to Video Surveillance | 4
22-28 31 31 17 | Intrusion Detection Interfaces to Information Management and Presentation | 4 | New Listing
22-28 31 31 19 | Intrusion Detection Interfaces to Mass Notification | 4 | New Listing
22-28 31 31 21 | Intrusion Detection Interfaces to Life Safety | 4 | New Listing
22-28 31 31 23 | Intrusion Detection Interfaces to Fire Alarm | 4 | Number changed for reorganization | 22-28 16 33 36 | Intrusion Detection Interfaces to Fire Alarm | 4
22-28 31 31 25 | Intrusion Detection Interfaces to Temperature Controls | 4 | New Listing
|  |  | Deleted for reorganization | 22-28 31 46 | Smoke Detection Sensors | 3
22-28 33 00 | Security Monitoring and Control | 2 | Deleted for reorganization. Now under 28 33 00, 28 52 00 | 22-28 40 00 | Electronic Monitoring and Control | 2
22-28 33 11 | Electronic Structural Monitoring Systems | 3 | Number changed for reorganization | 22-28 41 00 | Electronic Structural Monitoring Systems | 2
22-28 33 15 | Security Monitoring and Control Software | 3 | New Listing
22-28 33 17 | Security Monitoring and Control Services | 3 | New Listing
22-28 35 11 | Asset Tracking Systems | 3 | New Listing
22-28 35 11 11 | Rf Asset Tracking Systems | 4 | New Listing
22-28 35 11 13 | GPS Asset Tracking Systems | 4 | New Listing
22-28 35 11 15 | Cellular Asset Tracking Systems | 4 | New Listing
22-28 35 13 11 | Rf Personnel Tracking Systems | 4 | New Listing
22-28 35 13 13 | GPS Personnel Tracking Systems | 4 | New Listing
22-28 35 13 15 | Cellular Personnel Tracking Systems | 4 | New Listing
22-28 37 00 | Audio Monitoring | 2 | New Listing
22-28 37 11 | Audio Monitoring Devices | 3 | New Listing
22-28 37 13 | Gunshot Detection Systems | 3 | New Listing
22-28 40 00 | Life Safety | 2 | Number and Title changed for reorganization | 22-28 30 00 | Electronic Detection and Alarm | 2
22-28 41 00 | Radiation Detection and Alarm | 2 | Number changed for reorganization | 22-28 32 00 | Radiation Detection and Alarm | 2
22-28 41 11 | Radiation Detection and Alarm Control, GUI, and Logic Systems | 3 | Number and Title changed for reorganization | 22-28 32 13 | Radiation Detection and Alarm Control, GUI, and Logic Systems | 3
22-28 41 13 | Radiation Detection and Alarm Integrated Audio Evacuation Systems | 3 | Number changed for reorganization | 22-28 32 23 | Radiation Detection and Alarm Integrated Audio Evacuation Systems | 3
22-28 41 15 | Radiation Detection Sensors | 3 | Number changed for reorganization | 22-28 32 33 | Radiation Detection Sensors | 3
22-28 41 17 | Radiation Dosimeters | 3 | Number changed for reorganization | 22-28 32 43 | Radiation Dosimeters | 3
22-28 42 00 | Gas Detection and Alarm | 2 | Number changed for reorganization | 22-28 33 00 | Gas Detection and Alarm | 2
22-28 42 11 | Gas Detection and Alarm Control, GUI, and Logic Systems | 3 | Number and Title changed for reorganization | 22-28 33 13 | Gas Detection and Alarm Control, GUI, and Logic Systems | 3
22-28 42 13 | Gas Detection and Alarm Integrated Audio Evacuation Systems | 3 | Number changed for reorganization | 22-28 33 23 | Gas Detection and Alarm Integrated Audio Evacuation Systems | 3
22-28 42 15 | Gas Detection Sensors | 3 | Number changed for reorganization | 22-28 33 33 | Gas Detection Sensors | 3
22-28 43 00 | Fuel Oil Detection and Alarm | 2 | Number and Title changed for reorganization | 22-28 34 00 | Fuel-Oil Detection and Alarm | 2
22-28 43 11 | Fuel Oil Detection and Alarm Control, GUI, and Logic Systems | 3 | Number and Title changed for reorganization | 22-28 34 13 | Fuel-Oil Detection and Alarm Control, GUI, and Logic Systems | 3
22-28 43 13 | Fuel Oil Detection and Alarm Integrated Audio Evacuation Systems | 3 | Number and Title changed for reorganization | 22-28 34 23 | Fuel-Oil Detection and Alarm Integrated Audio Evacuation Systems | 3
22-28 43 15 | Fuel Oil Detection Sensors | 3 | Number and Title changed for reorganization | 22-28 34 33 | Fuel-Oil Detection Sensors | 3
22-28 44 00 | Refrigerant Detection and Alarm | 2 | Number changed for reorganization | 22-28 35 00 | Refrigerant Detection and Alarm | 2
22-28 44 11 | Refrigerant Detection and Alarm Control, GUI, and Logic Systems | 3 | Number and Title changed for reorganization | 22-28 35 13 | Refrigerant Detection and Alarm Control, GUI, and Logic Systems | 3
22-28 44 13 | Refrigerant Detection and Alarm Integrated Audio Evacuation Systems | 3 | Number changed for reorganization | 22-28 35 23 | Refrigerant Detection and Alarm Integrated Audio Evacuation Systems | 3
22-28 44 15 | Refrigerant Detection Sensors | 3 | Number changed for reorganization | 22-28 35 33 | Refrigerant Detection Sensors | 3
22-28 45 00 | Water Detection and Alarm | 2 | Number changed for reorganization | 22-28 36 00 | Water Detection and Alarm | 2
22-28 45 11 | Water Detection and Alarm Control, GUI, and Logic Systems | 3 | Number and Title changed for reorganization | 22-28 36 13 | Water Detection and Alarm Control, GUI, and Logic Systems | 3
22-28 45 13 | Water Detection Sensors | 3 | Number changed for reorganization | 22-28 36 33 | Water Detection Sensors | 3
22-28 45 15 | Building Envelope Water Detection and Alarm | 3 | Number changed for reorganization | 22-28 36 43 | Building Envelope Water Detection and Alarm | 3
22-28 46 00 | Fire Detection and Alarm | 2 | Number changed for reorganization | 22-28 31 00 | Fire Detection and Alarm | 2
22-28 46 10 | Detection and Initiation | 3 | Deleted for reorganization. Now under 28 46 10, 28 46 11 | 22-28 31 43 | Fire Detection Sensors | 3
22-28 46 11 | Fire Sensors and Detectors | 3 | Deleted for reorganization. Now under 28 46 10, 28 46 11 | 22-28 31 43 | Fire Detection Sensors | 3
22-28 46 11 11 | Linear Heat Detection Sensors | 4 | New Listing
22-28 46 11 13 | Spot-type Heat Detection Sensors | 4 | New Listing
22-28 46 11 15 | Duct Smoke Detection Sensors | 4 | New Listing
22-28 46 11 17 | Beam Smoke Detection Sensors | 4 | New Listing
22-28 46 11 19 | Video Smoke Detection Sensors | 4 | New Listing
22-28 46 11 21 | Carbon-monoxide Detection Sensors | 4 | Number and Title changed for reorganization | 22-28 31 49 | Carbon-Monoxide Detection Sensors | 3
22-28 46 11 23 | Combination Sensors | 4 | New Listing
22-28 46 11 25 | Air Sampling Systems | 4 | New Listing
22-28 46 11 27 | Other Sensors | 4 | New Listing
22-28 46 12 | Other Initiating Devices | 3 | Number and Title changed for reorganization | 22-28 31 53 | Fire Alarm Initiating Devices | 3
22-28 46 12 11 | Fire Alarm Pull Stations | 4 | Number changed for reorganization | 22-28 31 53 13 | Fire Alarm Pull Stations | 4
22-28 46 12 13 | Fire Alarm Level Detector Switches | 4 | Number and Title changed for reorganization | 22-28 31 53 23 | Fire Alarm Level Detectors Switches | 4
22-28 46 12 15 | Fire Alarm Flow Switches | 4 | Number changed for reorganization | 22-28 31 53 33 | Fire Alarm Flow Switches | 4
22-28 46 12 17 | Fire Alarm Pressure Sensors | 4 | Number changed for reorganization | 22-28 31 53 43 | Fire Alarm Pressure Sensors | 4
22-28 46 12 19 | Sprinkler Supervisory Devices | 4 | New Listing
22-28 46 13 | Fire-Alarm Systems | 3 | New Listing
22-28 46 13 | Fire-Alarm Systems | 3 | Number and Title changed for reorganization | 22-28 46 20 | Fire Alarm | 3
22-28 46 13 | Fire-Alarm Systems | 3 | Number and Title changed for reorganization | 22-28 46 21 11 | Addressable Fire-alarm Systems | 4
22-28 46 13 | Fire-Alarm Systems | 3 | Number and Title changed for reorganization | 22-28 46 21 13 | Conventional Fire-alarm Systems | 4
|  |  | Deleted for reorganization | 22-28 46 13 | Hard-Wired Detention Monitoring and Control Systems | 3
22-28 46 13 11 | Protected Premises Fire-Alarm Systems | 4 | New Listing
22-28 46 13 11 | Protected Premises Fire-Alarm Systems | 4 | Number and Title changed for reorganization | 22-28 46 21 15 | Protected Premise Systems | 4
22-28 46 13 21 | Central-Station Service Fire-Alarm Systems | 4 | New Listing
22-28 46 13 21 | Central-Station Service Fire-Alarm Systems | 4 | Number and Title changed for reorganization | 22-28 46 21 19 | Central Station Systems | 4
22-28 46 13 31 | Proprietary Supervising-Station Fire-Alarm Systems | 4 | New Listing
22-28 46 13 31 | Proprietary Supervising-Station Fire-Alarm Systems | 4 | Number and Title changed for reorganization | 22-28 46 21 17 | Proprietary Systems | 4
22-28 46 13 41 | Remote Supervising-Station Fire-Alarm Systems | 4 | New Listing
22-28 46 13 41 | Remote Supervising-Station Fire-Alarm Systems | 4 | Number and Title changed for reorganization | 22-28 46 21 21 | Remote Station Systems | 4
22-28 46 13 51 | Household Fire-Alarm Systems | 4 | New Listing
22-28 46 14 | Single and Multiple Station Alarms | 3 | New Listing
|  |  | Deleted for reorganization | 22-28 46 16 | Relay-Logic Detention Monitoring and Control Systems | 3
|  |  | Deleted for reorganization | 22-28 46 19 | PLC Electronic Detention Monitoring and Control Systems | 3
22-28 46 20 | Fire Alarm | 3 | New Listing
22-28 46 21 | Fire-Alarm Control Units and Related Equipment | 3 | New Listing
22-28 46 21 | Fire-Alarm Control Units and Related Equipment | 3 | Number and Title changed for reorganization | 22-28 46 22 | Network Command Centers, Printers and Peripherals for Fire Systems | 3
22-28 46 21 11 | Addressable Fire-alarm Systems | 4 | Number and Title changed for reorganization | 22-28 31 11 | Digital, Addressable Fire-Alarm Systems | 3
22-28 46 21 12 | Fire-Alarm Control Units | 4 | New Listing
22-28 46 21 13 | Conventional Fire-alarm Systems | 4 | Number and Title changed for reorganization | 22-28 31 12 | Zoned (DC Loop) Fire-Alarm Systems | 3
22-28 46 21 15 | Protected Premise Systems | 4 | New Listing
22-28 46 21 17 | Proprietary Systems | 4 | New Listing
22-28 46 21 19 | Central Station Systems | 4 | New Listing
22-28 46 21 21 | Remote Station Systems | 4 | New Listing
22-28 46 21 22 | Fire-Alarm Remote Annunciators | 4 | New Listing
22-28 46 21 23 | Public Emergency Alarm Reporting Systems | 4 | New Listing
22-28 46 21 24 | Supervising Station Alarm Systems Communications Equipment | 4 | New Listing
22-28 46 21 26 | Fire-Alarm System Printers | 4 | New Listing
22-28 46 21 31 | Fire-Alarm Terminal Cabinets | 4 | New Listing
22-28 46 21 33 | Low-Power Radio (Wireless) Equipment | 4 | New Listing
22-28 46 21 41 | In-Building Fire Emergency Voice/Alarm Communications System (EVACS) Equipment | 4 | New Listing
22-28 46 22 | Network Command Centers, Printers and Peripherals for Fire Systems | 3 | Number and Title changed for reorganization | 22-28 31 13 | Fire Detection and Alarm Control, GUI, and Logic Systems | 3
22-28 46 23 | Fire Alarm Notification Appliances | 3 | Number and Title changed for reorganization | 22-28 31 63 | Fire Alarm Integrated Audio Visual Evacuation Systems | 3
|  |  | Deleted for reorganization | 22-28 46 23 | Computer-Based Detention Monitoring and Control Systems | 3
22-28 46 23 11 | Fire Alarm Horns and Strobes | 4 | Number changed for reorganization | 22-28 31 63 13 | Fire Alarm Horns and Strobes | 4
22-28 46 23 13 | Fire Alarm Speakers | 4 | New Listing
22-28 46 23 15 | Fire Alarm Low Frequency Sounders | 4 | New Listing
22-28 46 23 17 | Wide Band Sounders | 4 | New Listing
22-28 46 24 | Fire Detection and Alarm Emergency Control Function Interfaces | 3 | Number and Title changed for reorganization | 22-28 31 33 | Fire Detection and Alarm Interfaces | 3
22-28 46 24 11 | Fire Detection and Alarm Interfaces to Remote Monitoring | 4 | Number changed for reorganization | 22-28 31 33 13 | Fire Detection and Alarm Interfaces to Remote Monitoring | 4
22-28 46 24 13 | Fire Detection and Alarm Interfaces to Access Control Hardware | 4 | Number changed for reorganization | 22-28 31 33 16 | Fire Detection and Alarm Interfaces to Access Control Hardware | 4
22-28 46 24 15 | Fire Detection and Alarm Interfaces to Access Control System | 4 | Number changed for reorganization | 22-28 31 33 23 | Fire Detection and Alarm Interfaces to Access Control System | 4
22-28 46 24 17 | Fire Detection and Alarm Interfaces to Intrusion Detection | 4 | Number changed for reorganization | 22-28 31 33 26 | Fire Detection and Alarm Interfaces to Intrusion Detection | 4
22-28 46 24 19 | Fire Detection and Alarm Interfaces to Video Surveillance | 4 | Number changed for reorganization | 22-28 31 33 33 | Fire Detection and Alarm Interfaces to Video Surveillance | 4
22-28 46 24 21 | Fire Detection and Alarm Interfaces to Elevator Control | 4 | Number changed for reorganization | 22-28 31 33 43 | Fire Detection and Alarm Interfaces to Elevator Control | 4
22-28 46 24 23 | Other Fire Detection and Alarm Interfaces | 4 | New Listing
22-28 46 25 | Fire-Alarm System Accessories | 3 | New Listing
|  |  | Deleted for reorganization | 22-28 46 26 | Discreet-Logic Detention Monitoring and Control Systems | 3
|  |  | Deleted for reorganization | 22-28 46 29 | Discreet-Distributed Intelligence Detention Monitoring and Control Systems | 3
22-28 46 31 | Fire-Alarm Initiating Devices | 3 | Number and Title changed for reorganization | 22-28 46 10 | Detection and Initiation | 3
22-28 46 31 | Fire-Alarm Initiating Devices | 3 | Number and Title changed for reorganization | 22-28 46 11 | Fire Sensors and Detectors | 3
22-28 46 31 | Fire-Alarm Initiating Devices | 3 | Number and Title changed for reorganization | 22-28 46 11 27 | Other Sensors | 4
22-28 46 31 | Fire-Alarm Initiating Devices | 3 | Number and Title changed for reorganization | 22-28 46 12 | Other Initiating Devices | 3
22-28 46 31 11 | Heat-Sensing Fire Detectors | 4 | Number and Title changed for reorganization | 22-28 46 11 11 | Linear Heat Detection Sensors | 4
22-28 46 31 13 | Smoke-Sensing Fire Detectors | 4 | Number and Title changed for reorganization | 22-28 46 11 15 | Duct Smoke Detection Sensors | 4
22-28 46 31 13 | Smoke-Sensing Fire Detectors | 4 | Number and Title changed for reorganization | 22-28 46 11 17 | Beam Smoke Detection Sensors | 4
22-28 46 31 13 | Smoke-Sensing Fire Detectors | 4 | Number and Title changed for reorganization | 22-28 46 11 19 | Video Smoke Detection Sensors | 4
22-28 46 31 13 | Smoke-Sensing Fire Detectors | 4 | Number and Title changed for reorganization | 22-28 46 11 25 | Air Sampling Systems | 4
22-28 46 31 15 | Radiant Energy-Sensing Fire Detectors | 4 | Number and Title changed for reorganization | 22-28 46 11 13 | Spot-type Heat Detection Sensors | 4
22-28 46 31 17 | Gas-Sensing Fire Detectors | 4 | Number and Title changed for reorganization | 22-28 46 11 21 | Carbon-monoxide Detection Sensors | 4
22-28 46 31 21 | Multi-Criteria Fire Detectors | 4 | New Listing
22-28 46 31 23 | Multi-Sensor Fire Detectors | 4 | New Listing
22-28 46 31 25 | Combination Fire Detectors | 4 | Number and Title changed for reorganization | 22-28 46 11 23 | Combination Sensors | 4
22-28 46 31 31 | Fire-Alarm Manual Initiating Devices | 4 | Number and Title changed for reorganization | 22-28 46 12 11 | Fire Alarm Pull Stations | 4
22-28 46 31 41 | Fire-Alarm Supervisory Signal Initiating Devices | 4 | Number and Title changed for reorganization | 22-28 46 12 19 | Sprinkler Supervisory Devices | 4
22-28 46 33 | Public Emergency Alarm Reporting Equipment | 3 | Number and Title changed for reorganization | 22-28 46 21 23 | Public Emergency Alarm Reporting Systems | 4
22-28 46 41 | Fire-Alarm Notification Appliances | 3 | Number and Title changed for reorganization | 22-28 46 23 | Fire Alarm Notification Appliances | 3
22-28 46 41 11 | Audible Fire-Alarm Notification Appliances | 4 | Number and Title changed for reorganization | 22-28 46 23 13 | Fire Alarm Speakers | 4
22-28 46 41 11 | Audible Fire-Alarm Notification Appliances | 4 | Number and Title changed for reorganization | 22-28 46 23 15 | Fire Alarm Low Frequency Sounders | 4
22-28 46 41 11 | Audible Fire-Alarm Notification Appliances | 4 | Number and Title changed for reorganization | 22-28 46 23 17 | Wide Band Sounders | 4
22-28 46 41 21 | Visible Fire Alarm Notification Appliances | 4 | New Listing
22-28 46 41 31 | Combination Fire-Alarm Notification Appliances | 4 | Number and Title changed for reorganization | 22-28 46 23 11 | Fire Alarm Horns and Strobes | 4
22-28 46 41 31 | Combination Fire-Alarm Notification Appliances | 4 | New Listing
22-28 46 41 41 | Tactile Fire Alarm Notification Appliances | 4 | New Listing
22-28 46 51 | Fire-Alarm Supervised Interface Hardware | 3 | Number and Title changed for reorganization | 22-28 46 24 | Fire Detection and Alarm Emergency Control Function Interfaces | 3
22-28 46 51 | Fire-Alarm Supervised Interface Hardware | 3 | Number and Title changed for reorganization | 22-28 46 24 11 | Fire Detection and Alarm Interfaces to Remote Monitoring | 4
22-28 46 51 | Fire-Alarm Supervised Interface Hardware | 3 | Number and Title changed for reorganization | 22-28 46 24 19 | Fire Detection and Alarm Interfaces to Video Surveillance | 4
22-28 46 51 | Fire-Alarm Supervised Interface Hardware | 3 | Number and Title changed for reorganization | 22-28 46 24 23 | Other Fire Detection and Alarm Interfaces | 4
22-28 46 51 08 | Fire-Alarm Supervised Interface Hardware for Openings | 4 | Number and Title changed for reorganization | 22-28 46 24 13 | Fire Detection and Alarm Interfaces to Access Control Hardware | 4
22-28 46 51 08 | Fire-Alarm Supervised Interface Hardware for Openings | 4 | Number and Title changed for reorganization | 22-28 46 24 15 | Fire Detection and Alarm Interfaces to Access Control System | 4
22-28 46 51 08 | Fire-Alarm Supervised Interface Hardware for Openings | 4 | Number and Title changed for reorganization | 22-28 46 24 17 | Fire Detection and Alarm Interfaces to Intrusion Detection | 4
22-28 46 51 14 | Fire-Alarm Supervised Interface Hardware for Elevators | 4 | Number and Title changed for reorganization | 22-28 46 24 21 | Fire Detection and Alarm Interfaces to Elevator Control | 4
22-28 46 51 23 | Fire-Alarm Supervised Interface Hardware for HVAC Systems | 4 | New Listing
22-28 46 51 25 | Fire-Alarm Supervised Interface Hardware for Integrated Automation | 4 | New Listing
22-28 47 00 | Mass Notification | 2 | Number and Title changed for reorganization | 22-28 39 00 | Mass Notification Systems | 2
22-28 47 11 | System Requirements for Mass Notification | 3 | New Listing
22-28 47 13 | Mass Notification Software | 3 | New Listing
22-28 47 15 | Mass Notification Control Panels | 3 | New Listing
22-28 47 17 | Notification Devices and Methods | 3 | New Listing
22-28 47 17 11 | Notification Appliances and Methods Indoors | 4 | New Listing
22-28 47 17 13 | Notification Appliances and Methods Outdoors | 4 | New Listing
22-28 47 17 15 | Notification Appliances and Methods Distributed Recipient | 4 | New Listing
22-28 47 17 17 | Notification Appliances and Methods Public Methods | 4 | New Listing
22-28 47 21 | Mass Notification System Interfaces | 3 | New Listing
22-28 47 21 11 | Notification Interfaces to Access Control Systems | 4 | New Listing
22-28 47 21 13 | Notification Interfaces to Video Surveillance Systems | 4 | New Listing
22-28 47 21 15 | Notification Interfaces to Security Detection, Alarm, and Monitoring | 4 | New Listing
22-28 47 21 17 | Notification Interfaces to Security Monitoring and Control | 4 | New Listing
22-28 47 21 19 | Notification Interfaces to Life Safety Systems | 4 | New Listing
22-28 47 21 21 | Notification Interfaces to Fire Detection and Alarm | 4 | New Listing
22-28 47 21 23 | Notification Interfaces to Detention Systems | 4 | New Listing
22-28 47 21 25 | Notification Interfaces to Emergency Response Systems | 4 | New Listing
22-28 47 21 27 | Notification Interfaces to Network and Facilities Monitoring | 4 | New Listing
22-28 47 21 29 | Notification Interfaces to Web Intelligence | 4 | New Listing
22-28 47 21 31 | Notification Interfaces to Traffic Management and Monitoring Systems | 4 | New Listing
22-28 47 21 33 | Notification Interfaces to Smart Phones | 4 | New Listing
22-28 47 21 35 | Notification Interfaces to Other External Subsystems | 4 | New Listing
22-28 48 00 | Emergency Response Systems | 2 | New Listing
22-28 48 23 | Computer Aided Dispatch | 3 | New Listing
22-28 49 00 | Electronic Personal Protection Systems | 2 | Number changed for reorganization | 22-28 26 00 | Electronic Personal Protection Systems | 2
22-28 49 11 | Electronic Personal Safety Detection Systems | 3 | Number changed for reorganization | 22-28 26 13 | Electronic Personal Safety Detection Systems | 3
22-28 49 13 | Electronic Personal Safety Alarm Annunciation and Control Systems | 3 | Number changed for reorganization | 22-28 26 16 | Electronic Personal Safety Alarm Annunciation and Control Systems | 3
22-28 49 15 | Electronic Personal Safety Interfaces to Remote Monitoring | 3 | Number changed for reorganization | 22-28 26 19 | Electronic Personal Safety Interfaces to Remote Monitoring | 3
22-28 49 17 | Electronic Personal Safety Emergency Aid Devices | 3 | Number changed for reorganization | 22-28 26 23 | Electronic Personal Safety Emergency Aid Devices | 3
22-28 50 00 | Specialized Systems | 2 | New Listing
22-28 51 00 | Information Management & Presentation | 2 | New Listing
22-28 51 11 | Information Management & Presentation Architecture | 3 | New Listing
22-28 51 13 | Data and Information Management | 3 | New Listing
22-28 51 15 | Information Interfaces to Connected Subsystems | 3 | New Listing
22-28 51 15 11 | Information Interfaces to Access Control Systems | 4 | New Listing
22-28 51 15 13 | Information Interfaces to Video Surveillance Systems | 4 | New Listing
22-28 51 15 15 | Information Interfaces to Security Detection, Alarm, and Monitoring | 4 | New Listing
22-28 51 15 17 | Information Interfaces to Security Monitoring and Control | 4 | New Listing
22-28 51 15 19 | Information Interfaces to Mass Notification Systems | 4 | New Listing
22-28 51 15 21 | Information Interfaces to Life Safety Systems | 4 | New Listing
22-28 51 15 23 | Information Interfaces to Fire Detection and Alarm | 4 | New Listing
22-28 51 15 25 | Information Interfaces to Detention Systems | 4 | New Listing
22-28 51 15 27 | Information Interfaces to Emergency Response Systems | 4 | New Listing
22-28 51 15 29 | Information Interfaces to License Plate Recognition Systems | 4 | New Listing
22-28 51 15 31 | Information Interfaces to Facial Recognition Systems | 4 | New Listing
22-28 51 15 33 | Information Interfaces to Remote Data Structures | 4 | New Listing
22-28 51 15 35 | Information Interfaces to Network and Facilities Monitoring | 4 | New Listing
22-28 51 15 37 | Information Interfaces to Crowd Sourcing | 4 | New Listing
22-28 51 15 39 | Information Interfaces to Web Intelligence | 4 | New Listing
22-28 51 15 41 | Information Interfaces to Traffic Management and Monitoring Systems | 4 | New Listing
22-28 51 15 43 | Information Interfaces to Environmental Monitoring Systems | 4 | New Listing
22-28 51 15 45 | Information Interfaces to Directly Connected Sensors | 4 | New Listing
22-28 51 15 47 | Information Interfaces to Other Safety and Security Subsystems | 4 | New Listing
22-28 51 15 49 | Information Interfaces to Other External Subsystems | 4 | New Listing
22-28 51 17 | Data Presentation | 3 | New Listing
22-28 51 17 11 | Maps | 4 | New Listing
22-28 51 17 13 | Visualization | 4 | New Listing
22-28 51 17 15 | Events/Alarms/Incidents | 4 | New Listing
22-28 51 17 17 | Video Workspace | 4 | New Listing
22-28 51 17 19 | Dispatch/Notification | 4 | New Listing
22-28 51 17 21 | Review and Investigation | 4 | New Listing
22-28 51 17 23 | Reporting | 4 | New Listing
22-28 51 19 | Control Room and Monitoring Equipment | 3 | New Listing
22-28 51 19 11 | Display/Workstations | 4 | New Listing
22-28 51 19 13 | Video Walls | 4 | New Listing
22-28 51 19 15 | Audio Equipment | 4 | New Listing
22-28 51 19 17 | Remote Displays | 4 | New Listing
22-28 52 00 | Detention Security Systems | 2 | Deleted for reorganization. Now under 28 52 00, 28 52 11 | 22-28 46 00 | Electronic Detention Monitoring and Control Systems | 2
22-28 52 11 | Detention Security System Requirements | 3 | Title changed for reorganization | 22-28 52 11 | Detention Monitoring and Control Systems | 3
22-28 52 13 | Detention Monitoring and Control System and Interfaces | 3 | Title changed for reorganization | 22-28 52 13 | Detention Interfaces to Connected Subsystems | 3
22-28 52 13 11 | Detention Interfaces to Access Control Systems | 4 | New Listing
22-28 52 13 13 | Detention Interfaces to Video Surveillance Systems | 4 | New Listing
22-28 52 13 15 | Detention Interfaces to Security Detention, Alarm, and Monitoring | 4 | New Listing
22-28 52 13 17 | Detention Interfaces to Security Monitoring and Control | 4 | New Listing
22-28 52 13 19 | Detention Interfaces to Duress Alarm Systems | 4 | New Listing
22-28 52 13 21 | Detention Interfaces to Distributed Television Systems | 4 | New Listing
22-28 52 13 23 | Detention Interfaces to Perimeter Security Systems | 4 | New Listing
22-28 52 15 | Detention Video Systems | 3 | Title changed for reorganization | 22-28 52 15 | Video Support Systems for Detention | 3
22-28 52 15 11 | Detention Interfaces to Video Interrogation Systems | 4 | Title changed for reorganization | 22-28 52 15 11 | Video Interrogation System | 4
22-28 52 15 13 | Detention Interfaces to Video Arraignment Systems | 4 | Title changed for reorganization | 22-28 52 15 13 | Video Arraignment System | 4
22-28 52 15 15 | Detention Interfaces to Video Visitation Systems | 4 | Title changed for reorganization | 22-28 52 15 15 | Video Visitation System | 4
22-28 52 17 | Detention Communication Systems | 3 | New Listing
22-28 52 17 11 | Detention Interfaces to Intercom and Paging Systems | 4 | New Listing
22-28 52 17 13 | Detention Interfaces to Local Intercom Systems | 4 | New Listing
22-28 52 17 15 | Detention Interfaces to Inmate Television Systems | 4 | New Listing
22-28 52 19 | Detention Personal Protection Systems | 3 | New Listing
22-31 00 00 | Earthwork | 1 | Deleted for reorganization. Now under 46 00 00, 31 00 00 | 22-33 38 00 | Treatment Lagoons | 2
22-31 00 00 | Earthwork | 1 | Deleted for reorganization. Now under 46 00 00, 31 00 00 | 22-33 38 13 | Municipal Wastewater Treatment Lagoons | 3
22-31 00 00 | Earthwork | 1 | Deleted for reorganization. Now under 46 00 00, 31 00 00 | 22-33 38 16 | Industrial Waste Lagoons | 3
22-31 00 00 | Earthwork | 1 | Deleted for reorganization. Now under 46 00 00, 31 00 00 | 22-33 38 23 | Agricultural Waste Lagoons | 3
22-31 00 00 | Earthwork | 1 | Deleted for reorganization. Now under 46 00 00, 31 00 00 | 22-33 38 26 | Residential Sewerage Lagoons | 3
22-31 00 00 | Earthwork | 1 | Deleted for reorganization. Now under 31 00 00, 35 00 00 | 22-33 47 19 | Water Ponds and Reservoirs | 3
22-31 01 20 | Maintenance of Earth Moving | 3 | Deleted for reorganization. Now under 46 01 00, 31 01 20 | 22-33 01 30 52 | Pond and Reservoir Maintenance | 4
22-31 05 05 | Selective Demolition for Earthwork | 3 | New Listing
22-31 05 19 | Geosynthetics for Earthwork | 3 | Number and Title changed for reorganization | 22-33 46 26 | Geotextile Subsurface Drainage Filtration | 3
22-31 05 19 | Geosynthetics for Earthwork | 3 | Number and Title changed for reorganization | 22-33 47 13 | Pond and Reservoir Liners | 3
22-31 05 19 | Geosynthetics for Earthwork | 3 | Number and Title changed for reorganization | 22-33 47 13 13 | Pond Liners | 4
22-31 05 19 | Geosynthetics for Earthwork | 3 | Number and Title changed for reorganization | 22-33 47 13 53 | Reservoir Liners | 4
22-31 23 19 | Dewatering | 3 | Number and Title changed for reorganization | 22-33 26 00 | Relief Wells | 2
22-31 31 33 | Sanitary Vacuum System Piping | 3 | New Listing
22-32 00 00 | Exterior Improvements | 1 | Deleted for reorganization. Now under 32 00 00, 35 00 00 | 22-33 47 19 13 | Water Distribution Ponds | 4
22-32 01 90 91 | Perennials and Grasses Restoration | 4 | New Listing
22-32 05 05 | Selective Demolition for Exterior Improvements | 3 | New Listing
22-32 11 36 11 | Soil-Cement Concrete Base Courses | 4 | New Listing
22-32 11 39 | Shell Base Course | 3 | New Listing
22-32 13 13 17 | Roller-Compacted Concrete Paving | 4 | Number changed for reorganization | 22-32 13 16 16 | Roller-Compacted Concrete Paving | 4
22-32 13 13 26 | Stained Concrete Paving | 4 | New Listing
22-32 14 33 | Plastic Paving | 3 | New Listing
22-32 14 33 13 | Permeable Plastic Paving | 4 | New Listing
22-32 15 50 | Aggregate-Turf Pavement | 3 | New Listing
22-32 17 29 | Pavement Embedded Warning Lights | 3 | New Listing
22-32 18 23 63 | Equestrian Surfacing | 4 | New Listing
22-32 31 19 53 | Decorative Metal Security Fences and Gates | 4 | New Listing
22-32 31 26 11 | Wire Fences With Wood Posts | 4 | New Listing
22-32 31 26 13 | Wire Fences With Steel Posts | 4 | New Listing
22-32 31 56 | Wild Life Deterrent Fence | 3 | New Listing
22-32 33 00 | Site Furnishings | 2 | New Listing
22-32 33 13 | Site Bicycle Racks | 3 | New Listing
22-32 33 14 | Site Bicycle Lockers | 3 | New Listing
22-32 33 15 | Site Bicycle Shelters | 3 | New Listing
22-32 33 23 | Site Trash and Litter Receptacles | 3 | New Listing
22-32 33 33 | Site Manufactured Planters | 3 | Number and Title changed for reorganization | 22-12 93 33 | Manufactured Planters | 3
22-32 33 43 | Site Seating and Tables | 3 | Number changed for reorganization | 22-12 93 43 | Site Seating and Tables | 3
22-32 33 43 13 | Site Seating | 4 | Number changed for reorganization | 22-12 93 43 13 | Site Seating | 4
22-32 33 43 53 | Site Tables | 4 | Number changed for reorganization | 22-12 93 43 53 | Site Tables | 4
22-32 35 23 | Fire Barriers | 3 | New Listing
22-32 35 26 | Blast Barriers | 3 | New Listing
22-32 39 13 11 | Manufactured Metal Security Bollards | 4 | New Listing
22-32 39 16 | Manufactured Fire Pits | 3 | New Listing
22-32 81 00 | Irrigation Components | 2 | New Listing
22-32 81 13 | Irrigation Intake Screens | 3 | New Listing
22-33 00 00 | Utilities | 1 | Deleted for reorganization. Now under 33 00 00, 35 00 00 | 22-33 47 19 16 | Water Retainage Reservoirs | 4
22-33 01 10 51 | Water Utility Intake Cleaning and Maintenance | 4 | New Listing
22-33 01 10 52 | Reservoir Maintenance | 4 | New Listing
22-33 01 10 53 | Flushing of Water Utility Piping | 4 | New Listing
22-33 01 10 54 | Cleaning of Water Utility Piping | 4 | New Listing
22-33 01 10 56 | Cleaning of Water Utility Storage Tanks | 4 | Number and Title changed for reorganization | 22-33 01 10 71 | Water Utility Storage Tank Rehabilitation | 4
22-33 01 10 57 | Disinfection of Water Supply Wells | 4 | Deleted for reorganization. Now under 33 01 10.57, 33 01 10.91, 33 01 10.92 | 22-33 01 20 | Operation and Maintenance of Wells | 3
22-33 01 10 58 | Disinfection of Water Utility Piping Systems | 4 | Number and Title changed for reorganization | 22-33 13 00 | Disinfecting of Water Utility Distribution | 2
22-33 01 10 58 | Disinfection of Water Utility Piping Systems | 4 | New Listing
22-33 01 10 59 | Disinfection of Water Utility Storage Tanks | 4 | New Listing
22-33 01 10 81 | Water Supply Well Abandonment | 4 | Number and Title changed for reorganization | 22-33 29 00 | Well Abandonment | 2
22-33 01 10 81 | Water Supply Well Abandonment | 4 | New Listing
22-33 01 10 91 | Rehabilitation of Water Supply Wells | 4 | Deleted for reorganization. Now under 33 01 10.57, 33 01 10.91, 33 01 10.92 | 22-33 01 20 | Operation and Maintenance of Wells | 3
22-33 01 10 92 | Redevelopment of Water Supply Wells | 4 | Deleted for reorganization. Now under 33 01 10.57, 33 01 10.91, 33 01 10.92 | 22-33 01 20 | Operation and Maintenance of Wells | 3
22-33 01 12 | Inspection and Testing of Water Utilities | 3 | New Listing
22-33 01 12 11 | Leakage Detection | 4 | New Listing
22-33 01 12 13 | Electrical Continuity Testing | 4 | New Listing
22-33 01 30 | Operation and Maintenance of Sewer Utilities | 3 | Number and Title changed for reorganization | 22-33 01 30 51 | Maintenance of Sewer Utilities | 4
22-33 01 30 | Operation and Maintenance of Sewer Utilities | 3 | Number and Title changed for reorganization | 22-33 01 30 71 | Rehabilitation of Sewer Utilities | 4
22-33 01 30 11 | Television Inspection of Sewers | 4 | Number and Title changed for reorganization | 22-33 01 30 16 | TV Inspection of Sewer Pipelines | 4
22-33 01 30 13 | Dye Testing of Sewers | 4 | New Listing
22-33 01 30 13 | Dye Testing of Sewers | 4 | New Listing
22-33 01 30 23 | Pipe Bursting | 4 | New Listing
22-33 01 30 41 | Cleaning of Sewers | 4 | New Listing
22-33 01 30 42 | Cleaning of Manholes | 4 | New Listing
22-33 01 30 43 | Removal of Protruding Service Connection | 4 | New Listing
22-33 01 30 44 | Chemical Treatment of Roots in Sewer Lines | 4 | New Listing
22-33 01 30 73 | Cured-in-Place Point Repair | 4 | New Listing
22-33 01 30 74 | Cured-in-Place Lateral Lining | 4 | New Listing
22-33 01 30 77 | Cured-in-Place Lateral Shortliners | 4 | New Listing
22-33 01 30 79 | Fold-and-Form Pipe Lining | 4 | New Listing
22-33 01 30 81 | Manhole Rehabilitation | 4 | Number and Title changed for reorganization | 22-33 01 30 62 | Manhole Grout Sealing | 4
22-33 01 30 81 | Manhole Rehabilitation | 4 | Deleted for reorganization. Now under 33 01 30.81, 33 01 30.82, 33 01 30.84, 33 01 30.86 | 22-33 05 16 53 | Rebuilding Utility Structures | 4
22-33 01 30 82 | Epoxy Lining for Concrete Manholes | 4 | Deleted for reorganization. Now under 33 01 30.81, 33 01 30.82, 33 01 30.84, 33 01 30.86 | 22-33 05 16 53 | Rebuilding Utility Structures | 4
22-33 01 30 84 | Manhole Inserts | 4 | Deleted for reorganization. Now under 33 01 30.81, 33 01 30.82, 33 01 30.84, 33 01 30.86 | 22-33 05 16 53 | Rebuilding Utility Structures | 4
22-33 01 30 86 | Manhole Rim Adjustment | 4 | Number and Title changed for reorganization | 22-33 05 13 13 | Manhole Grade Adjustment | 4
22-33 01 30 86 | Manhole Rim Adjustment | 4 | Deleted for reorganization. Now under 33 01 30.81, 33 01 30.82, 33 01 30.84, 33 01 30.86 | 22-33 05 16 53 | Rebuilding Utility Structures | 4
22-33 01 34 | Operation and Maintenance of Onsite Wastewater Disposal Systems | 3 | New Listing
22-33 01 34 13 | Septic Tank Solids Removal | 4 | New Listing
22-33 01 34 14 | Septic Tank Maintenance | 4 | New Listing
22-33 01 34 19 | Septic Tank Abandonment | 4 | New Listing
22-33 01 34 33 | Maintenance of Onsite Sand Filters | 4 | New Listing
22-33 01 50 53 | Cleaning of Hydrocarbon Conveyance Piping | 4 | New Listing
22-33 01 50 56 | Cleaning of Hydrocarbon Storage Tanks | 4 | Number and Title changed for reorganization | 22-33 01 50 51 | Cleaning Fuel-Storage Tanks | 4
22-33 01 50 73 | Relining of Hydrocarbon Conveyance Piping | 4 | New Listing
22-33 01 50 76 | Relining of Steel Hydrocarbon Storage Tanks | 4 | Number and Title changed for reorganization | 22-33 01 50 71 | Lining of Steel Fuel-Storage Tanks | 4
22-33 01 50 81 | Hydrocarbon Well Abandonment | 4 | New Listing
22-33 01 50 91 | Rehabilitation of Hydrocarbon Wells | 4 | New Listing
22-33 01 70 51 | Electrical Utility Visual Inspection | 4 | New Listing
22-33 01 70 52 | Electrical Utility Thermographic Surveys | 4 | New Listing
22-33 01 70 53 | Electrical Utility Insulation Testing | 4 | New Listing
22-33 01 70 54 | Electrical Utility Insulating Oil/Fluid Analysis | 4 | New Listing
22-33 01 80 51 | Communication Utility Visual Inspection | 4 | New Listing
22-33 01 80 52 | Communication Utility Thermographic Surveys | 4 | New Listing
22-33 05 00 | Common Work Results for Utilities | 2 | Number and Title changed for reorganization | 22-33 39 00 | Sanitary Utility Sewerage Structures | 2
22-33 05 04 | Selective Demolition for Utilities | 3 | New Listing
22-33 05 05 | Buried Piping Installation | 3 | New Listing
22-33 05 05 11 | Installing Bell-and-Spigot Joints | 4 | New Listing
22-33 05 05 13 | Installing Push-on Joints | 4 | New Listing
22-33 05 05 15 | Installing Butt-and-Strap Joints | 4 | New Listing
22-33 05 05 16 | Installing Mechanical Joints | 4 | New Listing
22-33 05 05 18 | Installing Restrained Joints | 4 | New Listing
22-33 05 05 19 | Fusing Joints | 4 | New Listing
22-33 05 05 31 | Hydrostatic Testing | 4 | New Listing
22-33 05 05 33 | Infiltration and Exfiltration Testing | 4 | New Listing
22-33 05 05 36 | Vacuum Testing | 4 | New Listing
22-33 05 05 41 | Air Testing | 4 | New Listing
22-33 05 05 43 | Mandrel Testing | 4 | New Listing
22-33 05 05 46 | Lamp Testing | 4 | New Listing
22-33 05 07 | Trenchless Installation of Utility Piping | 3 | Number and Title changed for reorganization | 22-33 05 23 | Trenchless Utility Installation | 3
22-33 05 07 13 | Utility Directional Drilling | 4 | Number and Title changed for reorganization | 22-33 05 23 13 | Utility Horizontal Directional Drilling | 4
22-33 05 07 23 | Utility Boring and Jacking | 4 | Number and Title changed for reorganization | 22-33 05 23 16 | Utility Pipe Jacking | 4
22-33 05 07 23 | Utility Boring and Jacking | 4 | Number and Title changed for reorganization | 22-33 05 23 23 | Utility Pipe Ramming | 4
22-33 05 07 24 | Casing Piping for Utility Jacking | 4 | New Listing
22-33 05 07 33 | Tunnelling | 4 | New Listing
22-33 05 07 36 | Microtunnelling | 4 | Number and Title changed for reorganization | 22-33 05 23 19 | Microtunneling | 4
22-33 05 07 43 | Utility Impact Moling | 4 | Number changed for reorganization | 22-33 05 23 26 | Utility Impact Moling | 4
22-33 05 07 53 | Cable Trenching and Plowing | 4 | Number changed for reorganization | 22-33 05 23 29 | Cable Trenching and Plowing | 4
22-33 05 09 | Piping Specials for Utilities | 3 | New Listing
22-33 05 09 13 | Couplings for Utility Piping | 4 | New Listing
22-33 05 09 23 | Adapters for Utility Piping | 4 | New Listing
22-33 05 09 33 | Thrust Restraint for Utility Piping | 4 | Number and Title changed for reorganization | 22-33 05 19 | Pressure Piping Tied Joint Restraint System | 3
22-33 05 09 43 | Tappling Sleeves and Saddles for Utility Piping | 4 | New Listing
22-33 05 11 | Aluminum Utility Pipe | 3 | New Listing
22-33 05 12 | Brass Utility Pipe | 3 | New Listing
22-33 05 16 | Cast-Iron Utility Pipe | 3 | Number and Title changed for reorganization | 22-33 11 13 16 | Cast Iron Public Water Utility Distribution Piping | 4
22-33 05 17 | Copper Utility Pipe and Tubing | 3 | New Listing
22-33 05 19 | Ductile-Iron Utility Pipe | 3 | Number and Title changed for reorganization | 22-33 11 13 13 | Ductile Iron Public Water Utility Distribution Piping | 4
22-33 05 21 | High-Alloy Nickel Utility Pipe and Tubing | 3 | New Listing
22-33 05 23 33 | Special-Fabrication Stainless Steel Utility Pipe and Tubing | 4 | New Listing
22-33 05 24 | Steel Utility Pipe | 3 | New Listing
22-33 05 24 13 | Steel Pipe and Tubing for Air and Gas Service | 4 | New Listing
22-33 05 24 23 | Steel Pipe for Water Service | 4 | Number and Title changed for reorganization | 22-33 11 13 26 | Galvanized Steel Public Water Utility Distribution Piping | 4
22-33 05 24 26 | Steel Pipe and Tubing for Utility Liquid Service | 4 | New Listing
22-33 05 24 33 | Steel Pipe for Bulk Materials Conveyance | 4 | New Listing
22-33 05 27 | Corrugated Metal Utility Pipe | 3 | New Listing
22-33 05 27 13 | Corrugated Metal Culvert Pipe | 4 | New Listing
22-33 05 27 23 | Corrugated Metal Slotted Pipe | 4 | New Listing
22-33 05 27 33 | Corrugated Metal Culvert Arch Pipe | 4 | New Listing
22-33 05 31 | Thermoplastic Utility Pipe | 3 | New Listing
22-33 05 31 11 | Polyvinyl Chloride Gravity Sewer Pipe | 4 | New Listing
22-33 05 31 13 | Polyvinyl Chloride Pressure Pipe | 4 | New Listing
22-33 05 31 16 | Polyvinyl Chloride Pressure Pipe for Water Transmission and Distribution (AWWA C900 and AWWA C905) | 4 | Number and Title changed for reorganization | 22-33 11 13 23 | Plastic Public Water Utility Distribution Piping | 4
22-33 05 31 19 | Fusible Polyvinyl Chloride Pipe | 4 | New Listing
22-33 05 31 21 | Ribbed Polyvinyl Chloride Gravity Pipe | 4 | New Listing
22-33 05 31 23 | Dual-Wall Polyvinyl Chloride Profile Pipe | 4 | New Listing
22-33 05 31 26 | Polyvinyl Chloride Sleeve Pipe | 4 | New Listing
22-33 05 31 27 | Polyvinyl Chloride Perforated Drainage Pipe | 4 | New Listing
22-33 05 31 29 | Polyvinyl Chloride Electrical Duct | 4 | New Listing
22-33 05 31 33 | ABS Utility Pipe | 4 | New Listing
22-33 05 31 43 | Polypropylene Corrugated-Wall, Smooth Interior Utility Pipe | 4 | New Listing
22-33 05 33 | Polyethylene Utility Pipe | 3 | New Listing
22-33 05 33 13 | Corrugated-Wall, Smooth Interior HDPE Gravity Pipe | 4 | New Listing
22-33 05 33 23 | Polyethylene Pressure Pipe and Tubing (AWWA C901 and AWWA C906) | 4 | New Listing
22-33 05 33 33 | Corrugated, Perforated HDPE Drainage Pipe | 4 | New Listing
22-33 05 33 36 | Corrugated, Non-Perforated HDPE Drainage Pipe | 4 | New Listing
22-33 05 33 53 | HDPE Gas Utility Pipe | 4 | New Listing
22-33 05 33 56 | Medium-Density Polyethylene Gas Utility Pipe | 4 | New Listing
22-33 05 33 63 | HDPE Communication Duct | 4 | New Listing
22-33 05 36 | Fiberglass-Reinforced Plastic Utility Pipe | 3 | New Listing
22-33 05 36 13 | Fiberglass-Reinforced Plastic Pipe for Utility Air, Gas, and Odor Service | 4 | New Listing
22-33 05 36 23 | Fiberglass-Reinforced Plastic Pipe for Utility Liquid Service | 4 | New Listing
22-33 05 36 33 | Fiberglass-Reinforced Plastic Pipe for Electrical Service | 4 | New Listing
22-33 05 37 | Centrifugally Cast Fiberglass-Reinforced Polymer Mortar Utility Pipe | 3 | New Listing
22-33 05 39 | Concrete Pipe | 3 | Number and Title changed for reorganization | 22-33 11 13 33 | Concrete Public Water Utility Distribution Piping | 4
22-33 05 39 11 | Concrete Pressure Pipe, Steel-Cylinder Type (AWWA C300) | 4 | New Listing
22-33 05 39 13 | Prestressed Concrete Pressure Pipe, Steel-Cylinder Type (AWWA C301) | 4 | New Listing
22-33 05 39 16 | Reinforced Concrete Pressure Pipe, Non-cylinder Type (AWWA C302) | 4 | New Listing
22-33 05 39 17 | Concrete Pressure Pipe, Bar-Wrapped Steel-Cylinder Type (AWWA C303) | 4 | New Listing
22-33 05 39 23 | Reinforced Concrete Low-Head Pressure Utility Pipe | 4 | New Listing
22-33 05 39 33 | Non-Reinforced Concrete Sewer and Culvert Pipe | 4 | New Listing
22-33 05 39 36 | Non-Reinforced Concrete Irrigation and Drainage Pipe | 4 | New Listing
22-33 05 39 41 | Reinforced Concrete Pipe for Sewers and Culverts | 4 | New Listing
22-33 05 39 43 | Perforated Concrete Utility Pipe | 4 | New Listing
22-33 05 39 46 | Reinforced Concrete Elliptical Pipe for Sewers and Culverts | 4 | New Listing
22-33 05 39 49 | Reinforced Concrete Box Sections for Sewers and Culverts | 4 | New Listing
22-33 05 39 63 | Concrete Pipe Closures | 4 | New Listing
22-33 05 39 66 | Concrete Pipe Thrust Restraints | 4 | New Listing
22-33 05 39 69 | Concrete Pipe Wall Fittings | 4 | New Listing
22-33 05 41 | Vitrified Clay Utility Pipe | 3 | New Listing
22-33 05 43 | Ceramic Drainage Tile | 3 | New Listing
22-33 05 46 | Asbestos Cement Utility Pipe | 3 | New Listing
22-33 05 61 | Concrete Manholes | 3 | Number and Title changed for reorganization | 22-33 05 13 | Manholes and Structures | 3
22-33 05 61 | Concrete Manholes | 3 | Deleted for reorganization. Now under 33 05 61, 33 05 63, 33 05 66, 33 05 69, 33 05 71, 33 05 73, 33 05 76, 33 05 77, 33 05 81, 33 05 83 | 22-33 05 16 | Utility Structures | 3
22-33 05 61 | Concrete Manholes | 3 | Number and Title changed for reorganization | 22-33 39 13 | Sanitary Utility Sewerage Manholes, Frames, and Covers | 3
22-33 05 61 | Concrete Manholes | 3 | Deleted for reorganization. Now under 33 46 59, 33 05 61 | 22-33 49 13 | Storm Drainage Manholes, Frames, and Covers | 3
22-33 05 63 | Concrete Vaults and Chambers | 3 | Deleted for reorganization. Now under 33 05 61, 33 05 63, 33 05 66, 33 05 69, 33 05 71, 33 05 73, 33 05 76, 33 05 77, 33 05 81, 33 05 83 | 22-33 05 16 | Utility Structures | 3
22-33 05 63 | Concrete Vaults and Chambers | 3 | Number and Title changed for reorganization | 22-33 05 16 13 | Precast Concrete Utility Structures | 4
22-33 05 66 | Concrete Distribution Chambers | 3 | Deleted for reorganization. Now under 33 05 61, 33 05 63, 33 05 66, 33 05 69, 33 05 71, 33 05 73, 33 05 76, 33 05 77, 33 05 81, 33 05 83 | 22-33 05 16 | Utility Structures | 3
22-33 05 69 | Concrete Trenchways | 3 | Deleted for reorganization. Now under 33 05 61, 33 05 63, 33 05 66, 33 05 69, 33 05 71, 33 05 73, 33 05 76, 33 05 77, 33 05 81, 33 05 83 | 22-33 05 16 | Utility Structures | 3
22-33 05 71 | Cleanouts | 3 | Deleted for reorganization. Now under 33 05 61, 33 05 63, 33 05 66, 33 05 69, 33 05 71, 33 05 73, 33 05 76, 33 05 77, 33 05 81, 33 05 83 | 22-33 05 16 | Utility Structures | 3
22-33 05 71 | Cleanouts | 3 | Number and Title changed for reorganization | 22-33 39 23 | Sanitary Utility Sewerage Cleanouts | 3
22-33 05 73 | Polyethylene Manholes | 3 | Deleted for reorganization. Now under 33 05 61, 33 05 63, 33 05 66, 33 05 69, 33 05 71, 33 05 73, 33 05 76, 33 05 77, 33 05 81, 33 05 83 | 22-33 05 16 | Utility Structures | 3
22-33 05 76 | Fiberglass Manholes | 3 | Deleted for reorganization. Now under 33 05 61, 33 05 63, 33 05 66, 33 05 69, 33 05 71, 33 05 73, 33 05 76, 33 05 77, 33 05 81, 33 05 83 | 22-33 05 16 | Utility Structures | 3
22-33 05 77 | Fiberglass Metering Manholes | 3 | New Listing
22-33 05 81 | Metallic Castings for Utility Structures | 3 | New Listing
22-33 05 83 | Non-Metallic Accessories for Utility Structures | 3 | New Listing
22-33 05 93 | Common Motor Requirements for Utilities | 3 | New Listing
22-33 05 96 | Vibration and Seismic Controls for Utilities | 3 | New Listing
22-33 05 97 | Identification and Signage for Utilities | 3 | Number and Title changed for reorganization | 22-33 05 26 | Utility Identification | 3
22-33 05 97 13 | Signage for Utilities | 4 | Number and Title changed for reorganization | 22-33 05 26 13 | Utility Identification Signs | 4
22-33 05 97 16 | Markers for Utility Identification | 4 | Number and Title changed for reorganization | 22-33 05 26 16 | Utility Identification Markers | 4
22-33 05 97 23 | Underground Utility Warning Tape | 4 | Number and Title changed for reorganization | 22-33 05 26 19 | Utility Identification Flags | 4
22-33 05 97 33 | Utility Identification Flags | 4 | Number and Title changed for reorganization | 22-33 05 26 23 | Utility Identification Trace Wires | 4
22-33 09 01 | Utility Meter Registers | 3 | New Listing
22-33 09 01 13 | Mechanical Registers | 4 | New Listing
22-33 09 01 23 | Pulse Registers | 4 | New Listing
22-33 09 01 33 | Encoder Registers | 4 | New Listing
22-33 09 02 | Touch-based Utility Meter Reading Equipment | 3 | New Listing
22-33 09 03 | Handheld Radio Frequency Utility Meter Reading Equipment | 3 | New Listing
22-33 09 04 | Mobile Radio Frequency Utility Meter Reading Equipment | 3 | New Listing
22-33 09 05 | Fixed-Network Radio Frequency Utility Meter Reading Equipment | 3 | New Listing
22-33 09 06 | Satellite Radio Frequency Utility Meter Reading Equipment | 3 | New Listing
22-33 09 07 | Power Line Communication Utility Meter Reading Equipment | 3 | New Listing
22-33 09 08 | Wireless Local Area Network Utility Meter Reading Equipment | 3 | New Listing
22-33 09 09 | Meter Data Acquisition and Hosting Software | 3 | New Listing
22-33 09 10 | Instrumentation and Control for Water Utilities | 3 | Deleted for reorganization. Now under 33 09 10, 33 09 50 | 22-33 08 20 | Commissioning of Wells | 3
22-33 09 10 | Instrumentation and Control for Water Utilities | 3 | Deleted for reorganization. Now under 33 09 10, 33 09 50 | 22-33 09 20 | Instrumentation and Control for Wells | 3
22-33 09 50 | Instrumentation and Control for Hydrocarbon Utilities | 3 | Deleted for reorganization. Now under 33 09 10, 33 09 50 | 22-33 08 20 | Commissioning of Wells | 3
22-33 09 50 | Instrumentation and Control for Hydrocarbon Utilities | 3 | Deleted for reorganization. Now under 33 09 10, 33 09 50 | 22-33 09 20 | Instrumentation and Control for Wells | 3
22-33 09 53 | Leak Detection for Hydrocarbon Systems | 3 | New Listing
22-33 11 00 | Groundwater Sources | 2 | Number and Title changed for reorganization | 22-33 20 00 | Wells | 2
22-33 11 00 | Groundwater Sources | 2 | Number and Title changed for reorganization | 22-33 21 00 | Water Supply Wells | 2
22-33 11 11 | Test Wells | 3 | New Listing
22-33 11 11 | Test Wells | 3 | Number changed for reorganization | 22-33 22 00 | Test Wells | 2
22-33 11 13 | Potable Water Supply Wells | 3 | Number and Title changed for reorganization | 22-33 21 13 | Public Water Supply Wells | 3
22-33 11 16 | Irrigation Wells | 3 | Number and Title changed for reorganization | 22-33 21 16 | Irrigation Water Wells | 3
22-33 11 19 | Aquifer Recharging Wells | 3 | Number and Title changed for reorganization | 22-33 25 00 | Recharge Wells | 2
22-33 11 33 | Vertically Suspended Dry-Location Centrifugal Well Pumps | 3 | New Listing
22-33 11 36 | Submersible Centrifugal Well Pumps | 3 | New Listing
22-33 11 39 | Jet-Type Well Pumps | 3 | New Listing
22-33 11 53 | Monitoring Wells | 3 | New Listing
22-33 11 53 | Monitoring Wells | 3 | Number changed for reorganization | 22-33 24 00 | Monitoring Wells | 2
22-33 11 53 | Monitoring Wells | 3 | Number and Title changed for reorganization | 22-33 24 13 | Groundwater Monitoring Wells | 3
22-33 12 00 | Surface Water Sources | 2 | New Listing
22-33 12 11 | Intake Structure Systems | 3 | New Listing
22-33 12 31 | Reservoir Weight-tensioned, Defined Sump Floating Covers | 3 | Deleted for reorganization. Now under 33 12 31, 33 12 33, 33 12 36, 33 12 39, 33 12 43, 33 12 46 | 22-33 47 16 | Pond and Reservoir Covers | 3
22-33 12 31 13 | Reservoir Weight-tensioned, Defined Sump Polyethylene-reinforced Floating Covers | 4 | New Listing
22-33 12 31 23 | Reservoir Weight-tensioned, Defined Sump Polypropylene-reinforced Floating Covers | 4 | New Listing
22-33 12 33 | Reservoir Mechanically-tensioned Floating Covers | 3 | Deleted for reorganization. Now under 33 12 31, 33 12 33, 33 12 36, 33 12 39, 33 12 43, 33 12 46 | 22-33 47 16 | Pond and Reservoir Covers | 3
22-33 12 33 | Reservoir Mechanically-tensioned Floating Covers | 3 | Deleted for reorganization. Now under 34 12 31, 33 12 33, 33 12 36, 33 12 39, 33 12 43, 33 12 46 | 22-33 47 16 13 | Pond Covers | 4
22-33 12 33 | Reservoir Mechanically-tensioned Floating Covers | 3 | Deleted for reorganization. Now under 35 12 31, 33 12 33, 33 12 36, 33 12 39, 33 12 43, 33 12 46 | 22-33 47 16 53 | Reservoir Covers | 4
22-33 12 33 13 | Reservoir Mechanically-tensioned Polyethylene-reinforced Floating Covers | 4 | New Listing
22-33 12 33 23 | Reservoir Mechanically-tensioned Polypropylene-reinforced Floating Covers | 4 | New Listing
22-33 12 36 | Reservoir Short-term Floating Covers | 3 | Deleted for reorganization. Now under 33 12 31, 33 12 33, 33 12 36, 33 12 39, 33 12 43, 33 12 46 | 22-33 47 16 | Pond and Reservoir Covers | 3
22-33 12 36 | Reservoir Short-term Floating Covers | 3 | Deleted for reorganization. Now under 34 12 31, 33 12 33, 33 12 36, 33 12 39, 33 12 43, 33 12 46 | 22-33 47 16 13 | Pond Covers | 4
22-33 12 36 | Reservoir Short-term Floating Covers | 3 | Deleted for reorganization. Now under 35 12 31, 33 12 33, 33 12 36, 33 12 39, 33 12 43, 33 12 46 | 22-33 47 16 53 | Reservoir Covers | 4
22-33 12 39 | Reservoir Ball Floating Covers | 3 | Deleted for reorganization. Now under 33 12 31, 33 12 33, 33 12 36, 33 12 39, 33 12 43, 33 12 46 | 22-33 47 16 | Pond and Reservoir Covers | 3
22-33 12 39 | Reservoir Ball Floating Covers | 3 | Deleted for reorganization. Now under 34 12 31, 33 12 33, 33 12 36, 33 12 39, 33 12 43, 33 12 46 | 22-33 47 16 13 | Pond Covers | 4
22-33 12 39 | Reservoir Ball Floating Covers | 3 | Deleted for reorganization. Now under 35 12 31, 33 12 33, 33 12 36, 33 12 39, 33 12 43, 33 12 46 | 22-33 47 16 53 | Reservoir Covers | 4
22-33 12 43 | Floats for Reservoir Floating Covers | 3 | Deleted for reorganization. Now under 33 12 31, 33 12 33, 33 12 36, 33 12 39, 33 12 43, 33 12 46 | 22-33 47 16 | Pond and Reservoir Covers | 3
22-33 12 43 | Floats for Reservoir Floating Covers | 3 | Deleted for reorganization. Now under 34 12 31, 33 12 33, 33 12 36, 33 12 39, 33 12 43, 33 12 46 | 22-33 47 16 13 | Pond Covers | 4
22-33 12 43 | Floats for Reservoir Floating Covers | 3 | Deleted for reorganization. Now under 35 12 31, 33 12 33, 33 12 36, 33 12 39, 33 12 43, 33 12 46 | 22-33 47 16 53 | Reservoir Covers | 4
22-33 12 46 | Appurtenances for Reservoir Floating Covers | 3 | Deleted for reorganization. Now under 33 12 31, 33 12 33, 33 12 36, 33 12 39, 33 12 43, 33 12 46 | 22-33 47 16 | Pond and Reservoir Covers | 3
22-33 12 46 | Appurtenances for Reservoir Floating Covers | 3 | Deleted for reorganization. Now under 34 12 31, 33 12 33, 33 12 36, 33 12 39, 33 12 43, 33 12 46 | 22-33 47 16 13 | Pond Covers | 4
22-33 12 46 | Appurtenances for Reservoir Floating Covers | 3 | Deleted for reorganization. Now under 35 12 31, 33 12 33, 33 12 36, 33 12 39, 33 12 43, 33 12 46 | 22-33 47 16 53 | Reservoir Covers | 4
22-33 12 53 | Reservoir Flexible Baffle Curtains | 3 | New Listing
22-33 14 00 | Water Utility Transmission and Distribution | 2 | Number and Title changed for reorganization | 22-33 11 00 | Water Utility Distribution Piping | 2
22-33 14 11 | Water Utility Transmission Piping | 3 | New Listing
22-33 14 13 | Public Water Utility Distribution Piping | 3 | Number changed for reorganization | 22-33 11 13 | Public Water Utility Distribution Piping | 3
22-33 14 16 | Site Water Utility Distribution Piping | 3 | Number changed for reorganization | 22-33 11 16 | Site Water Utility Distribution Piping | 3
22-33 14 16 | Site Water Utility Distribution Piping | 3 | Number and Title changed for reorganization | 22-33 11 19 | Fire Suppression Utility Water Distribution Piping | 3
22-33 14 17 | Site Water Utility Service Laterals | 3 | Number and Title changed for reorganization | 22-33 12 13 | Water Service Connections | 3
22-33 14 19 | Valves and Hydrants for Water Utility Service | 3 | Number and Title changed for reorganization | 22-33 12 16 | Water Utility Distribution Valves | 3
22-33 14 19 | Valves and Hydrants for Water Utility Service | 3 | Number and Title changed for reorganization | 22-33 12 19 | Water Utility Distribution Fire Hydrants | 3
22-33 14 23 | Enclosures for Water Utility Piping and Valves | 3 | New Listing
22-33 14 23 11 | Heated, Insulated Aluminum Enclosures for Water Utility Piping and Valves | 4 | New Listing
22-33 14 23 13 | Heated, Insulated Fiberglass Enclosures for Water Utility Piping and Valves | 4 | New Listing
22-33 14 23 16 | Unheated, Insulated Aluminum Enclosures for Water Utility Piping and Valves | 4 | New Listing
22-33 14 23 17 | Unheated, Insulated Fiberglass Enclosures for Water Utility Piping and Valves | 4 | New Listing
22-33 14 23 23 | Fiberglass Artificial Rock Enclosures for Water Utility Piping and Valves | 4 | New Listing
22-33 14 23 26 | Plastic Artificial Rock Enclosures for Water Utility Piping and Valves | 4 | New Listing
22-33 14 23 33 | Enclosures for Water Utility Air Valves | 4 | New Listing
22-33 14 43 | Packaged Pumping Systems for Water Utility Service | 3 | Number and Title changed for reorganization | 22-33 12 23 | Water Utility Pumping Stations | 3
22-33 16 23 | Ground-Level Steel Water Storage Tanks | 3 | Deleted for reorganization. Now under 33 16 23, 33 16 31, 33 16 32, 33 16 33, 33 16 36 | 22-33 16 13 | Aboveground Water Utility Storage Tanks | 3
22-33 16 23 | Ground-Level Steel Water Storage Tanks | 3 | Number and Title changed for reorganization | 22-33 16 13 13 | Steel Aboveground Water Utility Storage Tanks | 4
22-33 16 31 | Ground-Level AWWA D110 Type I Prestressed Concrete Water Storage Tanks | 3 | Deleted for reorganization. Now under 33 16 23, 33 16 31, 33 16 32, 33 16 33, 33 16 36 | 22-33 16 13 | Aboveground Water Utility Storage Tanks | 3
22-33 16 31 | Ground-Level AWWA D110 Type I Prestressed Concrete Water Storage Tanks | 3 | Number and Title changed for reorganization | 22-33 16 13 16 | Prestressed Concrete Aboveground Water Utility Storage Tanks | 4
22-33 16 32 | Ground-Level AWWA D110 Type II Prestressed Concrete Water Storage Tanks | 3 | New Listing
22-33 16 33 | Ground-Level AWWA D110 Type III Prestressed Concrete Water Storage Tanks | 3 | Deleted for reorganization. Now under 33 16 23, 33 16 31, 33 16 32, 33 16 33, 33 16 36 | 22-33 16 13 | Aboveground Water Utility Storage Tanks | 3
22-33 16 33 | Ground-Level AWWA D110 Type III Prestressed Concrete Water Storage Tanks | 3 | New Listing
22-33 16 36 | Ground-Level Reinforced Concrete Water Storage Tanks | 3 | Deleted for reorganization. Now under 33 16 23, 33 16 31, 33 16 32, 33 16 33, 33 16 36 | 22-33 16 13 | Aboveground Water Utility Storage Tanks | 3
22-33 16 36 | Ground-Level Reinforced Concrete Water Storage Tanks | 3 | New Listing
22-33 16 53 | Ground-Level Metal Water Storage Cisterns | 3 | New Listing
22-33 16 56 | Ground-Level Plastic Water Storage Cisterns | 3 | Number and Title changed for reorganization | 22-33 16 13 19 | Plastic Aboveground Water Utility Storage Tanks | 4
22-33 16 61 | Underground Concrete Water Storage Cisterns | 3 | Number and Title changed for reorganization | 22-33 16 16 | Underground Water Utility Storage Tanks | 3
22-33 16 63 | Underground Non-Metallic Water Storage Cisterns | 3 | Number and Title changed for reorganization | 22-33 16 19 | Elevated Water Utility Storage Tanks | 3
22-33 16 63 | Underground Non-Metallic Water Storage Cisterns | 3 | New Listing
22-33 16 66 | Underground Plastic Modular Water Storage Cisterns | 3 | New Listing
22-33 16 93 | Water Storage Tank Interior Curtain Walls | 3 | New Listing
22-33 16 96 | Water Storage Tank Appurtenances | 3 | New Listing
22-33 19 00 | Water Utility Metering Equipment | 2 | Number and Title changed for reorganization | 22-33 12 33 | Water Utility Metering | 3
22-33 19 13 | Positive Displacement Water Meters | 3 | New Listing
22-33 19 13 13 | Oscillating Piston Water Meters | 4 | New Listing
22-33 19 13 23 | Nutating Disc Water Meters | 4 | New Listing
22-33 19 16 | Velocity-Type Water Meters | 3 | New Listing
22-33 19 16 13 | Single-Jet Water Meters | 4 | New Listing
22-33 19 16 16 | Multi-Jet Water Meters | 4 | New Listing
22-33 19 16 23 | Turbine Water Meters | 4 | New Listing
22-33 19 16 26 | Fire-Type Turbine Water Meters | 4 | New Listing
22-33 19 16 29 | Portable Fire Hydrant-Type Turbine Water Meters | 4 | New Listing
22-33 19 16 33 | Propeller Water Meters | 4 | New Listing
22-33 19 19 | Compound Water Meters | 3 | New Listing
22-33 19 23 | Magnetic Water Meters | 3 | New Listing
22-33 19 26 | Ultrasonic Water Meters | 3 | New Listing
22-33 19 29 | Pre-paid Water Meters | 3 | New Listing
22-33 31 00 | Sanitary Sewerage Piping | 2 | Number and Title changed for reorganization | 22-33 34 13 | Sanitary Utility Sewerage Inverted Siphons | 3
22-33 31 11 | Public Sanitary Sewerage Gravity Piping | 3 | Number and Title changed for reorganization | 22-33 31 13 | Public Sanitary Utility Sewerage Piping | 3
22-33 31 13 | Site Sanitary Sewerage Gravity Piping | 3 | Number and Title changed for reorganization | 22-33 31 16 | Industrial Waste Utility Sewerage Piping | 3
22-33 31 19 | Small-Diameter Sanitary Sewerage Gravity Piping | 3 | New Listing
22-33 31 23 | Sanitary Sewerage Force Main Piping | 3 | New Listing
22-33 31 23 | Sanitary Sewerage Force Main Piping | 3 | Number and Title changed for reorganization | 22-33 34 00 | Sanitary Utility Sewerage Force Mains | 2
22-33 31 26 | Sanitary Pressure Sewer Piping | 3 | New Listing
22-33 31 26 | Sanitary Pressure Sewer Piping | 3 | Number and Title changed for reorganization | 22-33 33 13 | Sanitary Utility Sewerage | 3
22-33 31 29 | STEP System Piping | 3 | New Listing
22-33 32 11 | Field-Erected Wastewater Pumping Stations | 3 | Number and Title changed for reorganization | 22-33 32 19 | Public Utility Wastewater Pumping Stations | 3
22-33 32 13 | Packaged Wastewater Pumping Stations | 3 | Title changed for reorganization | 22-33 32 13 | Packaged Utility Lift Stations | 3
22-33 32 13 | Packaged Wastewater Pumping Stations | 3 | Number and Title changed for reorganization | 22-33 32 13 13 | Packaged Sewage Lift Stations, Wet Well Type | 4
22-33 32 13 | Packaged Wastewater Pumping Stations | 3 | Number and Title changed for reorganization | 22-33 32 16 | Packaged Utility Wastewater Pumping Stations | 3
22-33 32 16 | Packaged Wastewater Grinder Pump Assemblies | 3 | Number and Title changed for reorganization | 22-33 32 16 13 | Packaged Sewage Grinder Pumping Units | 4
22-33 32 19 | Septic Tank Effluent Pumps | 3 | Number and Title changed for reorganization | 22-33 36 16 | Utility Septic Tank Effluent Pumps | 3
22-33 32 19 | Septic Tank Effluent Pumps | 3 | Number and Title changed for reorganization | 22-33 36 16 13 | Utility Septic Tank High-Head Effluent Pump | 4
22-33 32 19 | Septic Tank Effluent Pumps | 3 | Number and Title changed for reorganization | 22-33 36 16 16 | Utility Septic Tank Effluent Pump Package | 4
22-33 32 26 | Pneumatic Sewage Ejectors | 3 | New Listing
22-33 32 33 | Wastewater Collection Vacuum Stations | 3 | New Listing
22-33 32 36 | Pneumatic Wastewater Vacuum Valve Sumps | 3 | New Listing
22-33 34 00 | Onsite Wastewater Disposal | 2 | Number and Title changed for reorganization | 22-33 36 00 | Utility Septic Tanks | 2
22-33 34 13 | Septic Tanks | 3 | Number and Title changed for reorganization | 22-33 36 13 | Utility Septic Tank and Effluent Wet Wells | 3
22-33 34 13 13 | Concrete Septic Tanks | 4 | Number and Title changed for reorganization | 22-33 36 13 13 | Concrete Utility Septic Tank | 4
22-33 34 13 23 | Fiberglass Septic Tanks | 4 | Number and Title changed for reorganization | 22-33 36 13 16 | Fiberglass Utility Septic Tank | 4
22-33 34 13 33 | Polyethylene Septic Tanks | 4 | Number and Title changed for reorganization | 22-33 36 13 19 | Polyethylene Utility Septic Tank | 4
22-33 34 16 | Septic Tank Effluent Filters | 3 | Number and Title changed for reorganization | 22-33 36 19 | Utility Septic Tank Effluent Filter | 3
22-33 34 16 13 | Septic Tank Gravity Effluent Filters | 4 | New Listing
22-33 34 16 13 | Septic Tank Gravity Effluent Filters | 4 | Deleted for reorganization. Now under 33 34 16.13, 33 34 16.16 | 22-33 36 19 13 | Utility Septic Tank Effluent Tube Filter | 4
22-33 34 16 13 | Septic Tank Gravity Effluent Filters | 4 | Deleted for reorganization. Now under 33 34 16.13, 33 34 16.16 | 22-33 36 19 16 | Utility Septic Tank Effluent Textile Media Filter | 4
22-33 34 16 16 | Septic Tank Pressurized Effluent Filters | 4 | New Listing
22-33 34 16 16 | Septic Tank Pressurized Effluent Filters | 4 | Deleted for reorganization. Now under 33 34 16.13, 33 34 16.16 | 22-33 36 19 13 | Utility Septic Tank Effluent Tube Filter | 4
22-33 34 16 16 | Septic Tank Pressurized Effluent Filters | 4 | Deleted for reorganization. Now under 33 34 16.13, 33 34 16.16 | 22-33 36 19 16 | Utility Septic Tank Effluent Textile Media Filter | 4
22-33 34 19 | Septic Tank Accessories | 3 | New Listing
22-33 34 23 | Onsite Aerobic Equipment | 3 | New Listing
22-33 34 33 | Onsite Intermittent Wastewater Filtration Systems | 3 | New Listing
22-33 34 36 | Onsite Recirculating Wastewater Filtration Systems | 3 | New Listing
22-33 34 51 | Drainage Field System | 3 | Number and Title changed for reorganization | 22-33 36 33 | Utility Septic Tank Drainage Field | 3
22-33 34 51 | Drainage Field System | 3 | Number and Title changed for reorganization | 22-33 36 33 13 | Utility Septic Tank Tile Drainage Field | 4
22-33 34 51 | Drainage Field System | 3 | Number and Title changed for reorganization | 22-33 36 33 16 | Utility Septic Tank Shallow Pressurized Dispersal System | 4
22-33 34 53 | Distribution Chambers | 3 | New Listing
22-33 34 53 13 | Drainage Field Concrete Distribution Chambers | 4 | New Listing
22-33 34 53 23 | Drainage Field Fiberglass Distribution Chambers | 4 | New Listing
22-33 34 53 33 | Drainage Field Polyethylene Distribution Chambers | 4 | New Listing
22-33 34 56 | Drainage Field Dosing Chambers | 3 | New Listing
22-33 34 57 | Drainage Field Infiltration Chambers | 3 | New Listing
22-33 36 23 | Ground-Level Steel Wastewater Storage Tanks | 3 | New Listing
22-33 36 31 | Ground-Level AWWA D110 Type I Prestressed Concrete Wastewater Storage Tanks | 3 | New Listing
22-33 36 32 | Ground-Level AWWA D110 Type II Prestressed Concrete Wastewater Storage Tanks | 3 | New Listing
22-33 36 36 | Ground-Level Reinforced Concrete Wastewater Storage Tanks | 3 | New Listing
22-33 36 43 | Underground Reinforced Concrete Wastewater Storage Tanks | 3 | New Listing
22-33 36 53 | Wastewater Storage Tunnel Systems | 3 | New Listing
22-33 37 00 | Overflow Control | 2 | New Listing
22-33 37 13 | Bending Weirs | 3 | New Listing
22-33 37 16 | Spring-Loaded Weirs | 3 | New Listing
22-33 37 23 | Flow Regulators | 3 | New Listing
22-33 37 33 | Swirl Concentrators | 3 | New Listing
22-33 37 36 | Vortex-Type Hydrodynamic Separators | 3 | New Listing
22-33 37 43 | Netting Systems | 3 | New Listing
22-33 37 46 | End-of-Pipe in-Water Storage Systems | 3 | New Listing
22-33 41 00 | Subdrainage | 2 | Number changed for reorganization | 22-33 46 00 | Subdrainage | 2
22-33 41 13 | Foundation Drainage | 3 | Number changed for reorganization | 22-33 46 13 | Foundation Drainage | 3
22-33 41 13 13 | Foundation Drainage Piping | 4 | Number changed for reorganization | 22-33 46 13 13 | Foundation Drainage Piping | 4
22-33 41 13 16 | Geocomposite Foundation Drainage | 4 | Number changed for reorganization | 22-33 46 13 16 | Geocomposite Foundation Drainage | 4
22-33 41 16 | Subdrainage Piping | 3 | Number changed for reorganization | 22-33 46 16 | Subdrainage Piping | 3
22-33 41 16 16 | Geocomposite Subdrainage | 4 | Number changed for reorganization | 22-33 46 16 16 | Geocomposite Subdrainage | 4
22-33 41 16 19 | Pipe Underdrains | 4 | Number changed for reorganization | 22-33 46 16 19 | Pipe Underdrains | 4
22-33 41 19 | Underslab Drainage | 3 | Number changed for reorganization | 22-33 46 19 | Underslab Drainage | 3
22-33 41 19 13 | Underslab Drainage Piping | 4 | Number changed for reorganization | 22-33 46 19 13 | Underslab Drainage Piping | 4
22-33 41 19 16 | Geocomposite Underslab Drainage | 4 | Number changed for reorganization | 22-33 46 19 16 | Geocomposite Underslab Drainage | 4
22-33 41 23 | Drainage Layers | 3 | Number changed for reorganization | 22-33 46 23 | Drainage Layers | 3
22-33 41 23 16 | Gravel Drainage Layers | 4 | Number changed for reorganization | 22-33 46 23 16 | Gravel Drainage Layers | 4
22-33 41 23 19 | Geosynthetic Drainage Layers | 4 | Number changed for reorganization | 22-33 46 23 19 | Geosynthetic Drainage Layers | 4
22-33 41 33 | Retaining Wall Drainage | 3 | Number changed for reorganization | 22-33 46 33 | Retaining Wall Drainage | 3
22-33 41 43 | Synthetic-Media French Drains | 3 | New Listing
22-33 42 00 | Stormwater Conveyance | 2 | Number and Title changed for reorganization | 22-33 41 00 | Storm Utility Drainage Piping | 2
22-33 42 11 | Stormwater Gravity Piping | 3 | Number and Title changed for reorganization | 22-33 41 13 | Public Storm Utility Drainage Piping | 3
22-33 42 13 | Stormwater Culverts | 3 | Number and Title changed for reorganization | 22-33 42 00 | Culverts | 2
22-33 42 13 | Stormwater Culverts | 3 | Number and Title changed for reorganization | 22-33 42 13 13 | Public Pipe Culverts | 4
22-33 42 13 | Stormwater Culverts | 3 | Number and Title changed for reorganization | 22-33 42 16 | Concrete Culverts | 3
22-33 42 13 | Stormwater Culverts | 3 | Number and Title changed for reorganization | 22-33 42 16 13 | Precast Concrete Culverts | 4
22-33 42 13 | Stormwater Culverts | 3 | Number and Title changed for reorganization | 22-33 42 16 16 | Cast-in-Place Concrete Culverts | 4
22-33 42 23 | Headwalls and Endwalls for Stormwater Piping | 3 | New Listing
22-33 42 26 | End Sections for Stormwater Piping | 3 | New Listing
22-33 42 26 11 | Aluminum End Sections for Stormwater Piping | 4 | New Listing
22-33 42 26 13 | Steel End Sections for Stormwater Piping | 4 | New Listing
22-33 42 26 16 | Corrugated Metal End Sections for Stormwater Piping | 4 | New Listing
22-33 42 26 23 | Concrete End Sections for Stormwater Piping | 4 | New Listing
22-33 42 31 | Stormwater Area Drains and Inlets | 3 | Number and Title changed for reorganization | 22-33 44 13 | Utility Area Drains | 3
22-33 42 33 | Stormwater Curbside Drains and Inlets | 3 | Number and Title changed for reorganization | 22-33 44 13 13 | Catchbasins | 4
22-33 42 36 | Stormwater Trench Drains | 3 | Number and Title changed for reorganization | 22-33 44 16 | Utility Trench Drains | 3
22-33 42 41 | Gratings and Frames for Stormwater Drainage Inlets | 3 | New Listing
22-33 42 41 11 | Aluminum Gratings and Frames for Stormwater Drainage Inlets | 4 | New Listing
22-33 42 41 21 | Brass Gratings and Frames for Stormwater Drainage Inlets | 4 | New Listing
22-33 42 41 31 | Cast-Iron Gratings and Frames for Stormwater Drainage Inlets | 4 | New Listing
22-33 42 41 41 | Chrome Gratings and Frames for Stormwater Drainage Inlets | 4 | New Listing
22-33 42 41 51 | Steel Gratings and Frames for Stormwater Drainage Inlets | 4 | New Listing
22-33 42 41 61 | Fiberglass Gratings and Frames for Stormwater Drainage Inlets | 4 | New Listing
22-33 44 00 | Stormwater Utility Equipment | 2 | New Listing
22-33 44 11 | Field-Erected Stormwater Pumping Stations | 3 | Deleted for reorganization. Now under 33 44 11, 33 44 13, 43 20 00 | 22-33 45 00 | Storm Utility Drainage Pumps | 2
22-33 44 13 | Packaged Stormwater Pumping Stations | 3 | Deleted for reorganization. Now under 33 44 11, 33 44 13, 43 20 00 | 22-33 45 00 | Storm Utility Drainage Pumps | 2
22-33 44 21 | Stormwater Downspout Filters | 3 | New Listing
22-33 44 23 | Inline Stormwater Filters | 3 | Number and Title changed for reorganization | 22-33 44 19 13 | In-Line Utility Storm Water Filters | 4
22-33 44 26 | Stormwater Catch Basin Insert Filters | 3 | Number and Title changed for reorganization | 22-33 44 19 16 | Catch Basin Insert Utility Storm Water Filters | 4
22-33 44 27 | Stormwater Trench Drain Insert Filters | 3 | New Listing
22-33 44 31 | Stormwater Membrane Filtration | 3 | New Listing
22-33 44 33 | Stormwater Trash and Debris Guards | 3 | New Listing
22-33 44 36 | Oil and Stormwater Separators | 3 | Number and Title changed for reorganization | 22-33 44 19 19 | Utility Oil and Gas Separators | 4
22-33 44 43 | Vortex-Type Hydrodynamic Separators | 3 | New Listing
22-33 44 53 | Stormwater Area Drainage Pop-up Relief Valves | 3 | New Listing
22-33 46 00 | Stormwater Management | 2 | Number and Title changed for reorganization | 22-33 47 00 | Ponds and Reservoirs | 2
22-33 46 11 | Stormwater Ponds | 3 | Number and Title changed for reorganization | 22-33 47 26 | Storm Drainage Ponds and Reservoirs | 3
22-33 46 11 13 | Stormwater Detention Ponds | 4 | New Listing
22-33 46 11 23 | Stormwater Retention Ponds | 4 | Number and Title changed for reorganization | 22-33 47 26 13 | Stabilization Ponds | 4
22-33 46 11 23 | Stormwater Retention Ponds | 4 | Number and Title changed for reorganization | 22-33 47 26 16 | Retention Basins | 4
22-33 46 11 33 | Fire Protection Ponds | 4 | Number and Title changed for reorganization | 22-33 47 19 33 | Fire-Protection Water Ponds | 4
22-33 46 11 43 | Cooling Water Ponds | 4 | Number changed for reorganization | 22-33 47 19 23 | Cooling Water Ponds | 4
22-33 46 16 | Outlet Structures for Stormwater Ponds | 3 | Deleted for reorganization. Now under 33 46 63, 33 46 16 | 22-33 49 22 | Storm Drainage Water Detention Structures | 3
22-33 46 16 | Outlet Structures for Stormwater Ponds | 3 | Number and Title changed for reorganization | 22-33 49 23 | Storm Drainage Water Retention Structures | 3
22-33 46 16 13 | Stormwater Pond Concrete Outlet Structures | 4 | New Listing
22-33 46 16 23 | Stormwater Pond Fiberglass Outlet Structures | 4 | New Listing
22-33 46 23 | Modular Buried Stormwater Storage Units | 3 | Number and Title changed for reorganization | 22-33 49 23 13 | Underground Storm Drainage Water Retention Tanks | 4
22-33 46 39 | Rain Barrels | 3 | New Listing
22-33 46 53 | Stormwater Leaching Pits | 3 | Number and Title changed for reorganization | 22-33 47 26 19 | Leaching Pits | 4
22-33 46 56 | Tree Box Filters | 3 | Number and Title changed for reorganization | 22-33 49 00 | Storm Drainage Structures | 2
22-33 46 59 | Concrete Modular Biofiltration Cells | 3 | Deleted for reorganization. Now under 33 46 59, 33 05 61 | 22-33 49 13 | Storm Drainage Manholes, Frames, and Covers | 3
22-33 46 63 | Swale Protection Prefilters | 3 | Deleted for reorganization. Now under 33 46 63, 33 46 16 | 22-33 49 22 | Storm Drainage Water Detention Structures | 3
22-33 51 16 | Appraisal Wells for Gaseous Hydrocarbons | 3 | New Listing
22-33 51 23 | Production Wells for Liquid Hydrocarbons | 3 | New Listing
22-33 51 26 | Production Wells for Gaseous Hydrocarbons | 3 | New Listing
22-33 51 36 | Gas Injection Wells | 3 | New Listing
22-33 51 39 | Monitoring Wells | 3 | New Listing
22-33 51 53 | Reciprocating Pumpjack | 3 | New Listing
22-33 51 56 | Submersible Liquid Hydrocarbon Pumps | 3 | New Listing
22-33 52 00 | Hydrocarbon Transmission and Distribution | 2 | Number and Title changed for reorganization | 22-33 51 00 | Natural-Gas Distribution | 2
22-33 52 00 | Hydrocarbon Transmission and Distribution | 2 | Number and Title changed for reorganization | 22-33 52 13 | Fuel-Oil Distribution | 3
22-33 52 00 | Hydrocarbon Transmission and Distribution | 2 | Number and Title changed for reorganization | 22-33 52 16 | Gasoline Distribution | 3
22-33 52 00 | Hydrocarbon Transmission and Distribution | 2 | Number and Title changed for reorganization | 22-33 52 19 | Diesel Fuel Distribution | 3
22-33 52 00 | Hydrocarbon Transmission and Distribution | 2 | Number and Title changed for reorganization | 22-33 52 43 | Aviation Fuel Distribution | 3
22-33 52 13 | Liquid Hydrocarbon Piping | 3 | Number and Title changed for reorganization | 22-33 52 13 13 | Fuel-Oil Piping | 4
22-33 52 13 | Liquid Hydrocarbon Piping | 3 | Number and Title changed for reorganization | 22-33 52 16 13 | Gasoline Piping | 4
22-33 52 13 | Liquid Hydrocarbon Piping | 3 | Deleted for reorganization. Now under 33 52 13, 23 11 00 | 22-33 52 19 13 | Diesel Fuel Piping | 4
22-33 52 13 | Liquid Hydrocarbon Piping | 3 | Number and Title changed for reorganization | 22-33 52 43 13 | Aviation Fuel Piping | 4
22-33 52 16 | Gas Hydrocarbon Piping | 3 | Number and Title changed for reorganization | 22-33 51 13 | Natural-Gas Piping | 3
22-33 52 16 23 | Medium Density Polyethylene Piping for Natural Gas | 4 | New Listing
22-33 52 16 26 | High Density Polyethylene Piping for Natural Gas | 4 | New Listing
22-33 52 23 | Hydrocarbon Piping Welding | 3 | New Listing
22-33 52 23 13 | Liquid Hydrocarbon Piping Welding | 4 | New Listing
22-33 52 23 16 | Gas Hydrocarbon Piping Welding | 4 | New Listing
22-33 52 26 | Hydrocarbon Piping Pigging | 3 | New Listing
22-33 52 26 13 | Hydrocarbon Piping Pig Launchers | 4 | New Listing
22-33 52 26 16 | Hydrocarbon Piping Pig Receivers | 4 | New Listing
22-33 52 26 23 | Pigs for Hydrocarbon Piping | 4 | New Listing
22-33 53 00 | Hydrocarbon Utility Pressure Regulation | 2 | New Listing
22-33 53 13 | Liquid Hydrocarbon Pressure Regulation | 3 | New Listing
22-33 53 16 | Gas Hydrocarbon Pressure Regulation | 3 | New Listing
22-33 54 00 | Hydrocarbon Utility Safety Equipment | 2 | New Listing
22-33 54 13 | Liquid Hydrocarbon Leak Detection Equipment | 3 | New Listing
22-33 54 16 | Gas Hydrocarbon Leak Detection Equipment | 3 | New Listing
22-33 54 23 | Hydrocarbon Pipeline Venting | 3 | New Listing
22-33 54 23 13 | Liquid Hydrocarbon Pipeline Venting | 4 | New Listing
22-33 54 23 16 | Gas Hydrocarbon Pipeline Venting | 4 | New Listing
22-33 56 21 | Ground-Level Fixed Roof Hydrocarbon Storage Tanks | 3 | New Listing
22-33 56 21 13 | Double-Wall Ground-Level Fixed Roof Metallic Hydrocarbon Storage Tanks | 4 | New Listing
22-33 56 21 16 | Single-Wall Ground-Level Fixed Roof Metallic Hydrocarbon Storage Tanks | 4 | New Listing
22-33 56 21 23 | Single-Wall Ground-Level Fixed Roof Non-Metallic Hydrocarbon Storage Tanks | 4 | New Listing
22-33 56 21 26 | Double-Wall Ground-Level Fixed Roof Non-Metallic Hydrocarbon Storage Tanks | 4 | New Listing
22-33 56 23 | Ground-Level External Floating Roof Hydrocarbon Storage Tanks | 3 | New Listing
22-33 56 26 | Ground-Level Internal Floating Roof Hydrocarbon Storage Tanks | 3 | New Listing
22-33 56 33 | Underground Hydrocarbon Storage | 3 | Number and Title changed for reorganization | 22-33 56 16 | Underground Fuel-Storage Tanks | 3
22-33 56 33 13 | Double-Wall Metallic Underground Hydrocarbon Storage Tanks | 4 | New Listing
22-33 56 33 23 | Single-Wall Metallic Underground Hydrocarbon Storage Tanks | 4 | New Listing
22-33 56 33 26 | Single-Wall Non-Metallic Underground Hydrocarbon Storage Tanks | 4 | New Listing
22-33 56 33 29 | Double-Wall Non-Metallic Underground Hydrocarbon Storage Tanks | 4 | New Listing
22-33 56 33 43 | Underground Hydrocarbon Storage Caverns | 4 | New Listing
22-33 56 43 53 | Underground Aviation Fuel Storage Tanks | 4 | Number and Title changed for reorganization | 22-33 56 43 16 | Underground Aviation Fuel-Storage Tanks | 4
22-33 56 60 | Moveable Hydrocarbon Storage Tanks | 3 | New Listing
22-33 56 93 | Hydrocarbon Tank Linings | 3 | New Listing
22-33 56 96 | Hydrocarbon Storage Tank Appurtenances | 3 | New Listing
22-33 57 00 | Bulk Hydrocarbons Receiving/Dispensing Equipment | 2 | New Listing
22-33 59 00 | Hydrocarbon Utility Metering | 2 | Number and Title changed for reorganization | 22-33 51 33 | Natural-Gas Metering | 3
22-33 59 11 | Diaphragm/Bellows Hydrocarbons Meters | 3 | New Listing
22-33 59 13 | Hydrocarbons Rotary Meters | 3 | New Listing
22-33 59 16 | Hydrocarbons Turbine Meters | 3 | New Listing
22-33 59 19 | Hydrocarbons Orifice Meters | 3 | New Listing
22-33 59 23 | Hydrocarbons Ultrasonic Flow Meters | 3 | New Listing
22-33 59 26 | Hydrocarbons Coriolis Meters | 3 | New Listing
22-33 59 43 | Liquid Hydrocarbon Sampling and Quality Analysis Instrumentation | 3 | New Listing
22-33 59 46 | Gas Hydrocarbon Sampling and Quality Analysis Instrumentation | 3 | New Listing
22-33 61 27 | Prefabricated Energy Distribution | 3 | New Listing
22-33 61 29 | Pre-Engineered, Field-Assembled Energy Distribution | 3 | New Listing
22-33 63 13 13 | Shallow-Trench Steam Distribution Piping | 4 | New Listing
22-33 63 13 16 | Utilidor Steam Distribution Piping | 4 | New Listing
22-33 71 13 23 | Steel Electrical Utility Towers | 4 | New Listing
22-33 71 13 33 | Wood Electrical Utility Towers | 4 | New Listing
22-33 71 19 23 | Trenched Electrical Underground Duct and Ductbanks | 4 | New Listing
22-33 71 19 33 | Trenchless Electrical Underground Duct and Ductbanks | 4 | New Listing
22-33 72 53 | Shunt Reactors | 3 | New Listing
22-33 72 63 | Substation Disconnect Switches | 3 | New Listing
22-33 72 63 13 | Vertical Break Disconnect Switches | 4 | New Listing
22-33 72 63 16 | Double End Break Disconnect Switches | 4 | New Listing
22-33 72 63 19 | Double End Break "Vee" Disconnect Switches | 4 | New Listing
22-33 72 63 21 | Center Break Disconnect Switches | 4 | New Listing
22-33 72 63 23 | Center Break "Vee" Disconnect Switches | 4 | New Listing
22-33 72 63 26 | Single Side Break Disconnect Switches | 4 | New Listing
22-33 72 63 27 | Vertical Reach Disconnect Switches | 4 | New Listing
22-33 72 63 29 | Grounding for Substation Disconnect Switches | 4 | New Listing
22-33 72 63 31 | Hook Sticks | 4 | New Listing
22-33 74 00 | Extra High Voltage (EHV) Switchgear and protection devices | 2 | New Listing
22-33 74 13 | Air EHV Circuit Breaker | 3 | New Listing
22-33 74 16 | Oil EHV Circuit Breaker | 3 | New Listing
22-33 74 19 | Gas EHV Circuit Breaker | 3 | New Listing
22-33 74 30 | EHV Disconnect Switch | 3 | New Listing
22-33 74 36 | EHV Utility Fuses | 3 | New Listing
22-33 74 39 | EHV Surge Arresters | 3 | New Listing
22-33 74 40 | EHV Rod Gap | 3 | New Listing
22-33 74 43 | EVH Shunt Reactors | 3 | New Listing
22-33 74 43 13 | EHV Shunt Reactor Banks | 4 | New Listing
22-33 74 43 16 | EHV Current Limiting Reactors | 4 | New Listing
22-33 75 30 | High-Voltage Disconnect Switch | 3 | New Listing
22-33 75 40 | High-Voltage Rod Gap | 3 | New Listing
22-33 77 30 | Medium-Voltage Disconnect Switch | 3 | New Listing
22-33 77 40 | Medium-Voltage Rod Gap | 3 | New Listing
22-33 78 00 | Substation Converter Stations | 2 | Number changed for reorganization | 22-33 72 33 46 | Substation Converter Stations | 4
22-33 79 93 16 | Lightning Strike Counters | 4 | Number changed for reorganization | 22-33 79 93 13 | Lightning Strike Counters | 4
22-33 79 93 19 | Lightning Strike Warning Devices | 4 | Number changed for reorganization | 22-33 79 93 16 | Lightning Strike Warning Devices | 4
22-33 81 21 | Concealed Communications Towers | 3 | New Listing
22-33 81 27 | Aerial Cable Installation Hardware | 3 | New Listing
22-33 81 63 | Cell Site Shelter Equipment | 3 | New Listing
22-33 81 63 16 | DC Rectifiers | 4 | New Listing
22-33 81 63 19 | Backup Batteries | 4 | New Listing
22-33 81 63 23 | Baseband Microwave Processing | 4 | New Listing
22-33 81 63 26 | Base Station Transceivers | 4 | New Listing
22-33 81 63 43 | Remote Monitoring | 4 | New Listing
22-33 82 63 | Shelter Equipment | 3 | New Listing
22-33 82 63 13 | Transceivers | 4 | New Listing
22-33 82 63 16 | Control Panels | 4 | New Listing
22-33 82 63 23 | Power-Line Carriers | 4 | New Listing
22-33 82 63 43 | Backup Batteries | 4 | New Listing
22-33 83 17 | Microwave Antennas | 3 | New Listing
22-33 83 17 13 | Microwave Waveguides | 4 | New Listing
22-34 05 05 | Selective Demolition for Transportation | 3 | New Listing
22-34 41 33 | In Roadway Warning Lights | 3 | New Listing
22-34 43 13 | Airfield Signals and Lighting | 3 | Title changed for reorganization | 22-34 43 13 | Airfield Signals | 3
22-34 43 13 09 | Airport Rotating Beacons | 4 | New Listing
22-34 43 13 10 | Hazard Beacons | 4 | New Listing
22-34 43 13 11 | Airport Beacon Towers | 4 | New Listing
22-34 43 13 12 | Airport Obstruction Lights | 4 | New Listing
22-34 43 13 19 | Adhesive for Inset Lighting & Wiring | 4 | New Listing
22-34 43 13 23 | Airfield Short-Approach Lighting Equipment | 4 | Number changed for reorganization | 22-34 43 16 23 | Airfield Short-Approach Lighting Equipment | 4
22-34 43 13 26 | Airfield Omni-Directional-Approach Lighting Equipment | 4 | Number changed for reorganization | 22-34 43 16 26 | Airfield Omni-Directional-Approach Lighting Equipment | 4
22-34 43 13 29 | Airfield Low-Intensity-Approach Lighting Equipment | 4 | Number changed for reorganization | 22-34 43 16 29 | Airfield Low-Intensity-Approach Lighting Equipment | 4
22-34 43 13 33 | Airfield High-Intensity-Approach Lighting Equipment | 4 | Number changed for reorganization | 22-34 43 16 33 | Airfield High-Intensity-Approach Lighting Equipment | 4
22-34 43 13 36 | Airfield Precision-Approach Path Indicator Equipment | 4 | Number changed for reorganization | 22-34 43 16 36 | Airfield Precision-Approach Path Indicator Equipment | 4
22-34 78 00 | Weighing Equipment | 2 | New Listing
22-34 78 13 | Truck Scales | 3 | New Listing
22-34 78 16 | Weighbridges | 3 | New Listing
22-34 78 23 | Railroad Car Scales | 3 | New Listing
22-34 78 33 | Crane Scales | 3 | New Listing
22-35 00 00 | Waterway and Marine Construction | 1 | Deleted for reorganization. Now under 31 00 00, 35 00 00 | 22-33 47 19 | Water Ponds and Reservoirs | 3
22-35 00 00 | Waterway and Marine Construction | 1 | Deleted for reorganization. Now under 32 00 00, 35 00 00 | 22-33 47 19 13 | Water Distribution Ponds | 4
22-35 00 00 | Waterway and Marine Construction | 1 | Deleted for reorganization. Now under 33 00 00, 35 00 00 | 22-33 47 19 16 | Water Retainage Reservoirs | 4
22-35 05 05 | Selective Demolition for Waterway and Marine Construction | 3 | New Listing
22-35 21 00 | General Fabrications for Waterways | 2 | Number and Title changed for reorganization | 22-35 20 00 | Waterway and Marine Construction and Equipment | 2
22-35 21 00 | General Fabrications for Waterways | 2 | Number and Title changed for reorganization | 22-35 20 13 | Hydraulic Fabrications | 3
22-35 21 13 | Hydraulic Bifurcation Panels | 3 | Number changed for reorganization | 22-35 20 13 13 | Hydraulic Bifurcation Panels | 4
22-35 21 16 | Hydraulic Bulkheads | 3 | Number changed for reorganization | 22-35 20 13 16 | Hydraulic Bulkheads | 4
22-35 21 19 | Hydraulic Manifolds | 3 | Number changed for reorganization | 22-35 20 13 19 | Hydraulic Manifolds | 4
22-35 21 23 | Penstocks | 3 | Number and Title changed for reorganization | 22-35 20 13 23 | Hydraulic Penstocks | 4
22-35 21 33 | Trash Racks | 3 | Number and Title changed for reorganization | 22-35 20 13 26 | Hydraulic Trashracks | 4
22-35 21 36 | Debris Cages | 3 | New Listing
22-35 22 00 | Hydraulic Gates | 2 | Number changed for reorganization | 22-35 20 16 | Hydraulic Gates | 3
22-35 22 13 | Spillway Crest Gates | 3 | Number and Title changed for reorganization | 22-35 20 16 13 | Hydraulic Spillway Crest Gates | 4
22-35 22 19 | Hydraulic Head Gates | 3 | Number changed for reorganization | 22-35 20 16 19 | Hydraulic Head Gates | 4
22-35 22 26 | Sluice Gates | 3 | Number and Title changed for reorganization | 22-35 20 16 26 | Hydraulic Sluice Gates | 4
22-35 22 33 | Miter Gates | 3 | Number and Title changed for reorganization | 22-35 20 16 33 | Hydraulic Miter Gates | 4
22-35 22 39 | Sector Gates | 3 | Number and Title changed for reorganization | 22-35 20 16 39 | Hydraulic Sector Gates | 4
22-35 22 46 | Tainter Gates | 3 | Number and Title changed for reorganization | 22-35 20 16 46 | Hydraulic Tainter Gates and Anchorages | 4
22-35 22 53 | Vertical Lift Hydraulic Gates | 3 | Number and Title changed for reorganization | 22-35 20 16 53 | Hydraulic Vertical Lift Gates | 4
22-35 22 59 | Hydraulic Closure Gates | 3 | Number changed for reorganization | 22-35 20 16 59 | Hydraulic Closure Gates | 4
22-35 22 63 | Through-Levee Access Gates | 3 | New Listing
22-35 24 00 | Dredging | 2 | Number changed for reorganization | 22-35 20 23 | Dredging | 3
22-35 24 13 | Suction Dredging | 3 | New Listing
22-35 24 13 11 | Training Suction Dredging | 4 | New Listing
22-35 24 13 13 | Cutter Suction Dredging | 4 | New Listing
22-35 24 13 16 | Auger Suction Dredging | 4 | New Listing
22-35 24 13 23 | Jet-Lift Dredging | 4 | New Listing
22-35 24 13 26 | Air-Lift Dredging | 4 | New Listing
22-35 24 21 | Bucket Dredging | 3 | Number and Title changed for reorganization | 22-35 20 23 13 | Mechanical Dredging | 4
22-35 24 23 | Clamshell Dredging | 3 | New Listing
22-35 24 26 | Backhoe/Dipper Dredging | 3 | New Listing
22-35 24 33 | Water Injection Dredging | 3 | Number and Title changed for reorganization | 22-35 20 23 23 | Hydraulic Dredging | 4
22-35 24 36 | Pneumatic Dredging | 3 | New Listing
22-35 24 43 | Bed-Levelling Dredging | 3 | New Listing
22-35 24 46 | Krabbelaar Dredging | 3 | New Listing
22-35 24 53 | Waterway Snag Removal | 3 | New Listing
22-40 00 00 | Process Interconnections | 1 | Title changed for clarification | 22-40 00 00 | Process Integration | 1
22-40 01 00 | Operation and Maintenance of Process Interconnections | 2 | Title changed for clarification | 22-40 01 00 | Operation and Maintenance of Process Integration | 2
22-40 01 60 | Operation and Maintenance of Process Control and Process Facility Enterprise Management Systems | 3 | New Listing
22-40 01 70 | Operation and Maintenance of Instrumentation for Process Systems | 3 | New Listing
22-40 01 90 | Operation and Maintenance of Primary Control Devices | 3 | New Listing
22-40 05 00 | Common Work Results for Process Interconnections | 2 | Title changed for clarification | 22-40 05 00 | Common Work Results for Process Integration | 2
22-40 05 00 | Common Work Results for Process Interconnections | 2 | Number and Title changed for reorganization | 22-33 12 13 13 | Water Supply Backflow Preventer Assemblies | 4
22-40 05 00 | Common Work Results for Process Interconnections | 2 | Title changed for reorganization | 22-40 05 13 | Common Work Results for Process Piping | 3
22-40 05 00 | Common Work Results for Process Interconnections | 2 | Title changed for reorganization | 22-40 05 23 | Common Work Results for Process Valves | 3
22-40 05 00 | Common Work Results for Process Interconnections | 2 | Number and Title changed for reorganization. Now under 40 05 00 Common Work Results for Process Interconnections | 22-40 05 23 13 | Carbon Steel Process Valves | 4
22-40 05 00 | Common Work Results for Process Interconnections | 2 | Number and Title deleted for reorganization. Now under 40 05 00 Common Work Results for Process Interconnections | 22-40 05 23 16 | Low and Intermediate Alloy Steel Process Valves | 4
22-40 05 00 | Common Work Results for Process Interconnections | 2 | Number and Title deleted for reorganization. Now under 40 05 00 Common Work Results for Process Interconnections | 22-40 05 23 19 | Stainless-Steel Process Valves | 4
22-40 05 00 | Common Work Results for Process Interconnections | 2 | Number and Title changed for reorganization. Now under 40 05 00 Common Work Results for Process Interconnections | 22-40 05 23 33 | Brass and Iron Process Valves | 4
22-40 05 00 | Common Work Results for Process Interconnections | 2 | Number and Title deleted for reorganization. Now under 40 05 00 Common Work Results for Process Interconnections | 22-40 05 23 43 | Nickel and Nickel Alloys Steel Process Valves | 4
22-40 05 00 | Common Work Results for Process Interconnections | 2 | Number and Title deleted for reorganization. Now under 40 05 00 Common Work Results for Process Interconnections | 22-40 05 23 73 | Plastic and Plastic Lined Process Valves | 4
22-40 05 00 | Common Work Results for Process Interconnections | 2 | Number and Title deleted for reorganization. Now under 40 05 00 Common Work Results for Process Interconnections | 22-40 05 23 93 | Other Metals Process Valves | 4
22-40 05 04 | Selective Demolition for Process Interconnections | 3 | New Listing
22-40 05 05 | Exposed Piping Installation | 3 | New Listing
22-40 05 06 | Couplings, Adapters, and Specials for Process Piping | 3 | New Listing
22-40 05 07 | Hangers and Supports for Process Piping | 3 | New Listing
22-40 05 09 | Wall Pipes, Floor Pipes, and Pipe Sleeves | 3 | New Listing
22-40 05 11 | Aluminum Process Pipe | 3 | Title changed for reorganization | 22-40 05 13 23 | Aluminum Alloys Process Piping | 4
22-40 05 12 | Brass Process Pipe | 3 | Number and Title changed for reorganization | 22-40 05 13 33 | Brass, Bronze, Copper, and Copper Alloys Process Piping | 4
22-40 05 13 | Bronze Process Pipe | 3 | Title changed for reorganization | 22-40 05 13 | Common Work Results for Process Piping | 3
22-40 05 13 | Bronze Process Pipe | 3 | Number and Title changed for reorganization | 22-40 05 13 33 | Brass, Bronze, Copper, and Copper Alloys Process Piping | 4
22-40 05 17 | Copper Process Pipe and Tubing | 3 | Number and Title changed for reorganization | 22-40 05 13 33 | Brass, Bronze, Copper, and Copper Alloys Process Piping | 4
22-40 05 19 | Ductile Iron Process Pipe | 3 | Number and Title changed for reorganization | 22-40 05 13 53 | Ductile, Malleable, and Cast Iron Alloys Process Piping | 4
22-40 05 21 | High-Alloy Nickel Process Pipe and Tubing | 3 | Number and Title changed for reorganization | 22-40 05 13 43 | Nickel and Nickel Alloys Process Piping | 4
22-40 05 23 | Stainless Steel Process Pipe and Tubing | 3 | Number and Title changed for reorganization | 22-40 05 13 19 | Stainless-Steel Process Piping | 4
22-40 05 23 | Stainless Steel Process Pipe and Tubing | 3 | Title changed for reorganization | 22-40 05 23 | Common Work Results for Process Valves | 3
22-40 05 23 13 | Duplex and Super-Duplex Stainless Steel Process Pipe | 4 | Title changed for reorganization | 22-40 05 23 13 | Carbon Steel Process Valves | 4
22-40 05 23 23 | 300- and 400-Series Stainless Steel Process Pipe | 4 | New Listing
22-40 05 23 33 | Special-Fabrication Stainless Steel Process Pipe and Tubing | 4 | Title changed for reorganization | 22-40 05 23 33 | Brass and Iron Process Valves | 4
22-40 05 24 | Steel Process Pipe | 3 | Number and Title deleted for reorganization. Now under 40 05 24 Steel Process Pipe | 22-40 05 13 16 | Lined or Internally-Coated Steel Process Piping | 4
22-40 05 24 | Steel Process Pipe | 3 | Number and Title changed for reorganization | 22-40 05 13 13 | Steel Process Piping | 4
22-40 05 24 13 | Steel Pipe and Tubing for Air and Gas Service | 4 | New Listing
22-40 05 24 23 | Steel Pipe for Water Service | 4 | New Listing
22-40 05 24 26 | Steel Pipe and Tubing for Process Liquid Service | 4 | New Listing
22-40 05 24 33 | Steel Pipe for Bulk Materials Conveyance | 4 | New Listing
22-40 05 26 | Other Metals Process Pipe | 3 | Number and Title changed for reorganization | 22-40 05 13 93 | Other Metals Process Piping | 4
22-40 05 26 13 | Titanium Process Pipe | 4 | Number and Title changed for reorganization | 22-40 05 13 63 | Titanium and Titanium Alloys Process Piping | 4
22-40 05 26 23 | Tantalum Process Pipe | 4 | New Listing
22-40 05 26 33 | Zirconium Process Pipe | 4 | New Listing
22-40 05 31 | Thermoplastic Process Pipe | 3 | Number and Title changed for reorganization | 22-40 05 13 73 | Plastic Process Piping | 4
22-40 05 31 13 | Polyvinyl Chloride Process Pipe | 4 | New Listing
22-40 05 31 23 | Chlorinated Polyvinyl Chloride Process Pipe | 4 | New Listing
22-40 05 31 33 | ABS Process Pipe | 4 | New Listing
22-40 05 31 43 | Polypropylene Process Pipe | 4 | New Listing
22-40 05 31 53 | PVDF Process Pipe | 4 | New Listing
22-40 05 31 63 | High-Purity Plastic Process Pipe | 4 | New Listing
22-40 05 31 83 | Flexible Plastic Tubing | 4 | New Listing
22-40 05 33 | High-Density Polyethylene Process Pipe | 3 | New Listing
22-40 05 36 | Fiberglass-Reinforced Plastic Process Pipe | 3 | Number and Title changed for reorganization | 22-40 05 13 76 | Fiberglass-Reinforced Plastic and Resins Process Piping | 4
22-40 05 36 13 | Fiberglass-Reinforced Plastic Pipe for Process Air, Gas, and Odor Service | 4 | Number and Title changed for reorganization | 22-40 05 13 76 | Fiberglass-Reinforced Plastic and Resins Process Piping | 4
22-40 05 36 23 | Fiberglass-Reinforced Plastic Pipe for Process Liquid Service | 4 | Number and Title changed for reorganization | 22-40 05 13 76 | Fiberglass-Reinforced Plastic and Resins Process Piping | 4
22-40 05 37 | Centrifugally Cast Fiberglass-Reinforced Polymer Mortar Process Pipe | 3 | Number and Title changed for reorganization | 22-40 05 13 76 | Fiberglass-Reinforced Plastic and Resins Process Piping | 4
22-40 05 38 | PTFE Process Pipe | 3 | New Listing
22-40 05 39 | Concrete Pipe | 3 | New Listing
22-40 05 39 13 | Concrete Pressure Water Pipe | 4 | New Listing
22-40 05 39 23 | Concrete Gravity and Drainage Process Pipe | 4 | New Listing
22-40 05 51 | Common Requirements for Process Valves | 3 | New Listing
22-40 05 53 | Process Valves Four-Inch Diameter and Larger | 3 | New Listing
22-40 05 56 | Process Valves, Smaller Than Four-Inch Diameter | 3 | New Listing
22-40 05 57 | Actuators for Process Valves and Gates | 3 | New Listing
22-40 05 57 13 | Manual Actuators | 4 | New Listing
22-40 05 57 23 | Electric Motor Actuators | 4 | New Listing
22-40 05 57 33 | Hydraulic Cylinder Actuators | 4 | New Listing
22-40 05 57 43 | Hydraulic Actuator Systems | 4 | New Listing
22-40 05 57 53 | Pneumatic Actuators | 4 | New Listing
22-40 05 59 | Hydraulic Gates | 3 | New Listing
22-40 05 59 13 | Stop Plates | 4 | New Listing
22-40 05 59 16 | Stop Logs | 4 | New Listing
22-40 05 59 21 | Aluminum Slide Gates | 4 | New Listing
22-40 05 59 21 | Aluminum Slide Gates | 4 | Number and Title changed for reorganization | 22-40 33 33 | Knife and Slide Gate Bulk Materials Valves | 3
22-40 05 59 23 | Stainless Steel Slide Gates | 4 | New Listing
22-40 05 59 23 | Stainless Steel Slide Gates | 4 | Number and Title changed for reorganization | 22-40 33 33 | Knife and Slide Gate Bulk Materials Valves | 3
22-40 05 59 26 | Fiberglass-Reinforced Plastic Slide Gates | 4 | New Listing
22-40 05 59 26 | Fiberglass-Reinforced Plastic Slide Gates | 4 | Number and Title changed for reorganization | 22-40 33 33 | Knife and Slide Gate Bulk Materials Valves | 3
22-40 05 59 33 | Cast Iron Slide Gates | 4 | New Listing
22-40 05 59 33 | Cast Iron Slide Gates | 4 | Number and Title changed for reorganization | 22-40 33 33 | Knife and Slide Gate Bulk Materials Valves | 3
22-40 05 59 43 | Butterfly Gates | 4 | New Listing
22-40 05 61 | Gate Valves | 3 | New Listing
22-40 05 61 13 | Solid Wedge Metal-Seated Gate Valves | 4 | New Listing
22-40 05 61 16 | Double Disc Metal-Seated Gate Valves | 4 | New Listing
22-40 05 61 23 | Resilient-Seated Gate Valves | 4 | New Listing
22-40 05 61 43 | Knife Gate Valves | 4 | Number and Title changed for reorganization | 22-40 33 33 | Knife and Slide Gate Bulk Materials Valves | 3
22-40 05 62 | Plug Valves | 3 | New Listing
22-40 05 62 13 | Eccentric Plug Valves for Gas Service | 4 | New Listing
22-40 05 62 16 | Eccentric Plug Valves for Liquid Service | 4 | New Listing
22-40 05 63 | Ball Valves | 3 | New Listing
22-40 05 63 13 | AWWA Metal-Seated Ball Valves | 4 | New Listing
22-40 05 63 16 | AWWA Resilient-Seated Ball Valves | 4 | New Listing
22-40 05 63 33 | Metallic Ball Valves | 4 | New Listing
22-40 05 63 43 | Plastic Ball Valves | 4 | New Listing
22-40 05 64 | Butterfly Valves | 3 | Number and Title changed for reorganization | 22-35 20 19 13 | Hydraulic Butterfly Valves | 4
22-40 05 64 | Butterfly Valves | 3 | Number and Title changed for reorganization | 22-40 33 19 | Butterfly Bulk Materials Valves | 3
22-40 05 64 13 | Metal-Seated Butterfly Valves | 4 | New Listing
22-40 05 64 16 | AWWA Resilient-Seated Butterfly Valves | 4 | New Listing
22-40 05 64 23 | Metallic Industrial Butterfly Valves | 4 | New Listing
22-40 05 64 26 | Plastic Industrial Butterfly Valves | 4 | New Listing
22-40 05 64 33 | Butterfly Valves in Air Or Gas Service | 4 | New Listing
22-40 05 64 36 | High-Performance Butterfly Valves in Air Or Gas Service | 4 | New Listing
22-40 05 64 43 | Dampers for Corrosive Gas Service | 4 | New Listing
22-40 05 65 | Valves for Pump Control and Check Service | 3 | New Listing
22-40 05 65 11 | Angle Valves | 4 | New Listing
22-40 05 65 13 | Cone Valves | 4 | Number and Title changed for reorganization | 22-40 33 23 | Cone Bulk Materials Valves | 3
22-40 05 65 16 | Globe Valves | 4 | New Listing
22-40 05 65 23 | Swing Check Valves | 4 | New Listing
22-40 05 65 26 | Tilting Disc Check Valves | 4 | New Listing
22-40 05 65 29 | Double-Disk Check Valves | 4 | New Listing
22-40 05 67 | Specialized Pressure and Flow-Control Valves | 3 | New Listing
22-40 05 67 13 | Reduced-Pressure Zone Backflow Preventers for Process Service | 4 | New Listing
22-40 05 67 16 | Double Check Valve Assembly Backflow Preventers for Process Service | 4 | New Listing
22-40 05 67 23 | Pressure Vacuum Breaker Backflow Preventers | 4 | New Listing
22-40 05 67 26 | Atmospheric Vacuum Breaker Backflow Preventers | 4 | New Listing
22-40 05 67 29 | Hose Connection Vacuum Breaker Backflow Preventers | 4 | New Listing
22-40 05 67 33 | Backpressure Valves | 4 | New Listing
22-40 05 67 36 | Pressure-Regulating Valves | 4 | New Listing
22-40 05 67 39 | Pressure-Relief Valves | 4 | Number and Title changed for reorganization | 22-40 92 13 23 | Pressure-Relief Primary Control Valves | 4
22-40 05 67 41 | Direct-Acting Surge Relief Valves for Water Service | 4 | New Listing
22-40 05 67 43 | Pilot-Operated Surge Relief Valves for Water Service | 4 | New Listing
22-40 05 67 44 | Pilot-Operated Surge Arrestor Valves for Water Service | 4 | New Listing
22-40 05 67 46 | Electronic Surge Anticipator Valves for Water Service | 4 | New Listing
22-40 05 67 47 | Surge Relief Valves for Wastewater Service | 4 | New Listing
22-40 05 67 49 | Electronic Surge Anticipator Valves for Wastewater Service | 4 | New Listing
22-40 05 71 | Solids Handling Valves | 3 | New Listing
22-40 05 71 13 | Duckbill Check Valves | 4 | New Listing
22-40 05 71 16 | Flap Gates | 4 | New Listing
22-40 05 71 23 | Mud Valves | 4 | New Listing
22-40 05 71 33 | Telescoping Valves | 4 | New Listing
22-40 05 73 | Special-Application Process Valves | 3 | New Listing
22-40 05 73 13 | Altitude Valves | 4 | New Listing
22-40 05 73 16 | Float Valves | 4 | New Listing
22-40 05 73 23 | Anti-Cavitation Valves | 4 | New Listing
22-40 05 74 | Flexible-Closure Valves | 3 | New Listing
22-40 05 74 13 | Diaphragm Valves | 4 | New Listing
22-40 05 74 23 | Pinch Valves | 4 | Number and Title changed for reorganization | 22-40 33 36 | Pinch Bulk Materials Valves | 3
22-40 05 76 | Hot-Tapping Valves and Appurtenances | 3 | New Listing
22-40 05 76 13 | Tapping Sleeves and Valves | 4 | New Listing
22-40 05 76 16 | Tapping Machines | 4 | New Listing
22-40 05 76 23 | Line Stops | 4 | New Listing
22-40 05 78 | Air Valves for Water and Wastewater Service | 3 | New Listing
22-40 05 78 11 | Air Release Valves for Water Service | 4 | New Listing
22-40 05 78 13 | Air/Vacuum Valves for Water Service | 4 | New Listing
22-40 05 78 16 | Vacuum-Breaking Valves for Water Service | 4 | New Listing
22-40 05 78 19 | Combination Air Valves for Water Service | 4 | New Listing
22-40 05 78 21 | Air Release Valves for Wastewater Service | 4 | New Listing
22-40 05 78 23 | Air/Vacuum Valves for Wastewater Service | 4 | New Listing
22-40 05 78 26 | Vacuum-Breaking Valves for Wastewater Service | 4 | New Listing
22-40 05 78 29 | Combination Air Valves for Wastewater Service | 4 | New Listing
22-40 05 81 | Hydrants and Hose Bibbs for Process Service | 3 | New Listing
22-40 05 81 13 | Fire Hydrants | 4 | New Listing
22-40 05 81 23 | Yard Hydrants | 4 | New Listing
22-40 05 81 26 | Freeze-Proof Yard Hydrants | 4 | New Listing
22-40 05 81 33 | Hose Bibbs | 4 | New Listing
22-40 05 82 | Solenoid Valves for Process Service | 3 | New Listing
22-40 05 89 | Valve Accessories | 3 | New Listing
22-40 05 89 13 | Basket Strainers for Process Service | 4 | New Listing
22-40 05 89 23 | Needle Valves | 4 | New Listing
22-40 05 89 33 | Quick-Connect Couplers | 4 | New Listing
22-40 05 93 | Common Motor Requirements for Process Equipment | 3 | New Listing
22-40 05 96 | Vibration and Seismic Controls for Process Equipment | 3 | New Listing
22-40 05 97 | Identification for Process Equipment | 3 | New Listing
22-40 10 00 | Gas and Vapor Process Piping and Ductwork | 2 | Title changed for reorganization | 22-40 10 00 | Gas and Vapor Process Piping | 2
22-40 10 00 | Gas and Vapor Process Piping and Ductwork | 2 | Title deleted for reorganization. Now under 40 10 00 Gas and Vapor Process Piping and Ductwork | 22-40 13 00 | Inert Gases Process Piping | 2
22-40 10 00 | Gas and Vapor Process Piping and Ductwork | 2 | Number and Title deleted for reorganization. Now under 40 10 00 Gas and Vapor Process Piping and Ductwork | 22-40 13 13 | Argon Process Piping | 3
22-40 10 00 | Gas and Vapor Process Piping and Ductwork | 2 | Number and Title deleted for reorganization. Now under 40 10 00 Gas and Vapor Process Piping and Ductwork | 22-40 13 16 | Carbon-Dioxide Process Piping | 3
22-40 10 00 | Gas and Vapor Process Piping and Ductwork | 2 | Number and Title deleted for reorganization. Now under 40 10 00 Gas and Vapor Process Piping and Ductwork | 22-40 13 19 | Helium Process Piping | 3
22-40 10 00 | Gas and Vapor Process Piping and Ductwork | 2 | Number and Title deleted for reorganization. Now under 40 10 00 Gas and Vapor Process Piping and Ductwork | 22-40 13 23 | Krypton Process Piping | 3
22-40 10 00 | Gas and Vapor Process Piping and Ductwork | 2 | Number and Title deleted for reorganization. Now under 40 10 00 Gas and Vapor Process Piping and Ductwork | 22-40 13 26 | Neon Process Piping | 3
22-40 10 00 | Gas and Vapor Process Piping and Ductwork | 2 | Number and Title deleted for reorganization. Now under 40 10 00 Gas and Vapor Process Piping and Ductwork | 22-40 13 29 | Nitrogen Process Piping | 3
22-40 10 00 | Gas and Vapor Process Piping and Ductwork | 2 | Number and Title deleted for reorganization. Now under 40 10 00 Gas and Vapor Process Piping and Ductwork | 22-40 13 33 | Xenon Process Piping | 3
22-40 10 00 | Gas and Vapor Process Piping and Ductwork | 2 | Number and Title deleted for reorganization. Now under 40 10 00 Gas and Vapor Process Piping and Ductwork | 22-40 13 93 | Mixed Inert Gases Process Piping | 3
22-40 10 00 | Gas and Vapor Process Piping and Ductwork | 2 | Number and Title deleted for reorganization. Now under 40 10 00 Gas and Vapor Process Piping and Ductwork | 22-40 14 00 | Fuel Gases Process Piping | 2
22-40 10 00 | Gas and Vapor Process Piping and Ductwork | 2 | Number and Title deleted for reorganization. Now under 40 10 00 Gas and Vapor Process Piping and Ductwork | 22-40 14 13 | Blast Furnace Piping | 3
22-40 10 00 | Gas and Vapor Process Piping and Ductwork | 2 | Number and Title deleted for reorganization. Now under 40 10 00 Gas and Vapor Process Piping and Ductwork | 22-40 14 16 | Blue (Water) Fuel Gas Piping | 3
22-40 10 00 | Gas and Vapor Process Piping and Ductwork | 2 | Number and Title deleted for reorganization. Now under 40 10 00 Gas and Vapor Process Piping and Ductwork | 22-40 14 19 | Butane Piping | 3
22-40 10 00 | Gas and Vapor Process Piping and Ductwork | 2 | Number and Title deleted for reorganization. Now under 40 10 00 Gas and Vapor Process Piping and Ductwork | 22-40 14 23 | Carbon-Monoxide Piping | 3
22-40 10 00 | Gas and Vapor Process Piping and Ductwork | 2 | Number and Title deleted for reorganization. Now under 40 10 00 Gas and Vapor Process Piping and Ductwork | 22-40 14 26 | Chlorine Fuel Gas Piping | 3
22-40 10 00 | Gas and Vapor Process Piping and Ductwork | 2 | Number and Title deleted for reorganization. Now under 40 10 00 Gas and Vapor Process Piping and Ductwork | 22-40 14 29 | Coke Oven Gas Piping | 3
22-40 10 00 | Gas and Vapor Process Piping and Ductwork | 2 | Number and Title deleted for reorganization. Now under 40 10 00 Gas and Vapor Process Piping and Ductwork | 22-40 14 33 | Ethane-Gas Piping | 3
22-40 10 00 | Gas and Vapor Process Piping and Ductwork | 2 | Number and Title deleted for reorganization. Now under 40 10 00 Gas and Vapor Process Piping and Ductwork | 22-40 14 36 | Hydrogen Fuel Gas Piping | 3
22-40 10 00 | Gas and Vapor Process Piping and Ductwork | 2 | Number and Title deleted for reorganization. Now under 40 10 00 Gas and Vapor Process Piping and Ductwork | 22-40 14 39 | Liquid Natural-Gas Process Piping | 3
22-40 10 00 | Gas and Vapor Process Piping and Ductwork | 2 | Number and Title deleted for reorganization. Now under 40 10 00 Gas and Vapor Process Piping and Ductwork | 22-40 14 43 | Methylacetylene-Propadiene Fuel Gas Piping | 3
22-40 10 00 | Gas and Vapor Process Piping and Ductwork | 2 | Number and Title deleted for reorganization. Now under 40 10 00 Gas and Vapor Process Piping and Ductwork | 22-40 14 49 | Natural-Gas Process Piping | 3
22-40 10 00 | Gas and Vapor Process Piping and Ductwork | 2 | Number and Title deleted for reorganization. Now under 40 10 00 Gas and Vapor Process Piping and Ductwork | 22-40 14 49 13 | Synthetic Natural-Gas Piping | 4
22-40 10 00 | Gas and Vapor Process Piping and Ductwork | 2 | Number and Title deleted for reorganization. Now under 40 10 00 Gas and Vapor Process Piping and Ductwork | 22-40 14 49 23 | Propane-Air Mixes Fuel Gas Piping | 4
22-40 10 00 | Gas and Vapor Process Piping and Ductwork | 2 | Number and Title deleted for reorganization. Now under 40 10 00 Gas and Vapor Process Piping and Ductwork | 22-40 14 53 | Octane Fuel Gas Piping | 3
22-40 10 00 | Gas and Vapor Process Piping and Ductwork | 2 | Number and Title deleted for reorganization. Now under 40 10 00 Gas and Vapor Process Piping and Ductwork | 22-40 14 59 | Propane Fuel Gas Process Piping | 3
22-40 10 00 | Gas and Vapor Process Piping and Ductwork | 2 | Number and Title deleted for reorganization. Now under 40 10 00 Gas and Vapor Process Piping and Ductwork | 22-40 14 63 | Sewage Fuel Gas Piping | 3
22-40 10 00 | Gas and Vapor Process Piping and Ductwork | 2 | Number and Title deleted for reorganization. Now under 40 10 00 Gas and Vapor Process Piping and Ductwork | 22-40 14 93 | Mixed Fuel Gases Piping | 3
22-40 11 23 | Condensate Process Piping for Process Applications | 3 | Title changed for clarification | 22-40 11 23 | Condensate Process Piping | 3
22-40 12 00 | Compressed Air Process Piping | 2 | Number and Title changed for reorganization | 22-40 95 26 | Process Control Instrument Air Piping and Devices | 3
22-40 12 13 | Compressed Air Process Piping for Breathing Service | 3 | Title changed for clarification | 22-40 12 13 | Breathing Compressed Air Process Piping | 3
22-40 12 23 | Low-Pressure Compressed Air Process Piping | 3 | Number and Title changed for reorganization | 22-40 12 16 | Non-Breathing Compressed Air Process Piping | 3
22-40 12 53 | High-Pressure Compressed Air Process Piping | 3 | Number and Title changed for reorganization | 22-40 12 16 | Non-Breathing Compressed Air Process Piping | 3
22-40 13 00 | Process Ductwork | 2 | Title changed for reorganization | 22-40 13 00 | Inert Gases Process Piping | 2
22-40 15 29 | Dissociated-Ammonia-Gas Combustion System Piping | 3 | Title changed for clarification | 22-40 15 29 | Disassociated-Ammonia-Gas Combustion System Piping | 3
22-40 16 17 | Chlorine Gas Piping | 3 | New Listing
22-40 16 29 | Fluorine Gas Piping | 3 | Title changed for clarification | 22-40 16 29 | Flourine Gas Piping | 3
22-40 16 37 | Oxygen Gas Process Piping | 3 | New Listing
22-40 16 39 | Ozone Gas Process Piping | 3 | Title changed for clarification | 22-40 16 39 | Ozone Gas Piping | 3
22-40 16 49 | Sulfur-Dioxide Gas Piping | 3 | Title changed for clarification | 22-40 16 49 | Sulphur-Dioxide Gas Piping | 3
22-40 18 23 | Chlorine Gas Vacuum System Piping | 3 | New Listing
22-40 18 53 | High-Vacuum Systems Process Piping | 3 | Number changed for reorganization | 22-40 18 16 | High-Vacuum Systems Process Piping | 3
22-40 21 13 13 | Bioalcohols Process Piping | 4 | New Listing
22-40 21 13 23 | Biodiesel Fuel Process Piping | 4 | New Listing
22-40 21 13 26 | Green Diesel Fuel Process Piping | 4 | New Listing
22-40 21 13 33 | Biomass-To-Liquid (Btl) Fuel Process Piping | 4 | New Listing
22-40 21 13 43 | Gas-To-Liquid (Gtl) Fuel Process Piping | 4 | New Listing
22-40 21 23 13 | No. 1 Fuel-Oil Process Piping | 4 | Title changed for reorganization | 22-40 21 23 13 | No. 2 Fuel-Oil Process Piping | 4
22-40 21 23 23 | No. 2 Fuel-Oil Process Piping | 4 | Title changed for reorganization | 22-40 21 23 23 | No. 6 Fuel-Oil Process Piping | 4
22-40 21 23 29 | Tar Fuels Process Piping | 4 | Title changed for reorganization | 22-40 21 23 29 | Tar Process Piping | 4
22-40 21 23 43 | No. 4 Fuel-Oil Process Piping | 4 | Number changed for reorganization | 22-40 21 23 16 | No. 4 Fuel-Oil Process Piping | 4
22-40 21 23 53 | No. 5 Fuel-Oil Process Piping | 4 | Number changed for reorganization | 22-40 21 23 19 | No. 5 Fuel-Oil Process Piping | 4
22-40 21 23 63 | No. 6 Fuel-Oil Process Piping | 4 | Number changed for reorganization | 22-40 21 23 23 | No. 6 Fuel-Oil Process Piping | 4
22-40 22 10 | Heavy-Fractions Petroleum Products Piping | 3 | Number changed for reorganization | 22-40 22 13 | Heavy-Fractions Petroleum Products Piping | 3
22-40 22 13 | Liquefied Petroleum Gas (LPG) Process Piping | 3 | Title changed for reorganization | 22-40 22 13 | Heavy-Fractions Petroleum Products Piping | 3
22-40 22 16 | Lubricating Oils Process Piping | 3 | Title changed for reorganization | 22-40 22 16 | Light-Fractions Petroleum Products Piping | 3
22-40 22 23 | Petrochemicals Process Piping | 3 | New Listing
22-40 22 50 | Light-Fractions Petroleum Products Piping | 3 | Number changed for reorganization | 22-40 22 16 | Light-Fractions Petroleum Products Piping | 3
22-40 23 00 | Water and Wastewater Process Piping | 2 | Title changed for reorganization | 22-40 23 00 | Water Process Piping | 2
22-40 23 19 | Non-Potable Plant Water Process Piping | 3 | Title changed for reorganization | 22-40 23 19 | Process Plant Water Piping | 3
22-40 23 40 | Sanitary Wastewater Process Piping | 3 | Number and Title changed for reorganization | 22-40 23 36 | Sanitary Water Process Piping | 3
22-40 23 41 | Grit Process Piping | 3 | New Listing
22-40 23 43 | Scum and Floatables Process Piping | 3 | New Listing
22-40 23 44 | Primary Sludge Process Piping | 3 | New Listing
22-40 23 46 | Waste Sludge Process Piping | 3 | New Listing
22-40 23 48 | Thickened Sludge Process Piping | 3 | New Listing
22-40 24 14 | Liquid Chlorine and Sodium Hypochlorite Piping | 3 | New Listing
22-40 25 10 | Liquid Acids Piping | 3 | Number changed for reorganization | 22-40 25 13 | Liquid Acids Piping | 3
22-40 25 50 | Liquid Bases Piping | 3 | Number changed for reorganization | 22-40 25 16 | Liquid Bases Piping | 3
22-40 32 10 | Abrasive Materials Piping and Chutes | 3 | Number changed for reorganization | 22-40 32 13 | Abrasive Materials Piping and Chutes | 3
22-40 32 50 | Nonabrasive Materials Piping and Chutes | 3 | Number changed for reorganization | 22-40 32 16 | Nonabrasive Materials Piping and Chutes | 3
22-40 34 10 | Dense Phase Pneumatic Conveying Lines | 3 | Number changed for reorganization | 22-40 34 13 | Dense Phase Pneumatic Conveying Lines | 3
22-40 34 50 | Dilute Phase Pneumatic Conveying Lines | 3 | Number changed for reorganization | 22-40 34 16 | Dilute Phase Pneumatic Conveying Lines | 3
22-40 60 00 | Process Control and Enterprise Management Systems | 2 | Number and Title changed for reorganization | 22-40 92 00 | Primary Control Devices | 2
22-40 60 00 | Process Control and Enterprise Management Systems | 2 | Number and Title changed for reorganization | 22-40 93 00 | Analog Controllers/Recorders | 2
22-40 60 00 | Process Control and Enterprise Management Systems | 2 | Number and Title changed for reorganization | 22-40 94 00 | Digital Process Controllers | 2
22-40 60 00 | Process Control and Enterprise Management Systems | 2 | Number and Title changed for reorganization | 22-40 95 00 | Process Control Hardware | 2
22-40 60 00 | Process Control and Enterprise Management Systems | 2 | Number and Title changed for reorganization | 22-40 96 00 | Process Control Software | 2
22-40 60 00 | Process Control and Enterprise Management Systems | 2 | Number and Title changed for reorganization | 22-40 97 00 | Process Control Auxiliary Devices | 2
22-40 61 00 | Process Control and Enterprise Management Systems General Provisions | 2 | New Listing
22-40 61 13 | Process Control System General Provisions | 3 | New Listing
22-40 61 16 | Enterprise Management System General Provisions | 3 | New Listing
22-40 61 21 | Process Control System Testing | 3 | New Listing
22-40 61 26 | Process Control System Training | 3 | New Listing
22-40 61 93 | Process Control System Input/Output List | 3 | Number and Title changed for reorganization | 22-40 96 15 | Process Control Software Input/Output Lists | 3
22-40 61 96 | Process Control Descriptions | 3 | New Listing
22-40 62 00 | Computer System Hardware and Ancillaries | 2 | Number and Title changed for reorganization | 22-40 94 00 | Digital Process Controllers | 2
22-40 62 13 | Server Computers | 3 | Number and Title deleted for reorganization. Now under 40 62 13 Server Computers | 22-40 94 13 | Digital Process Control Computers | 3
22-40 62 13 | Server Computers | 3 | Number and Title deleted for reorganization. Now under 40 62 13 Server Computers | 22-40 94 13 13 | Host Digital Process Control Computers | 4
22-40 62 13 | Server Computers | 3 | Number and Title deleted for reorganization. Now under 40 62 13 Server Computers | 22-40 94 13 16 | Personal Digital Process Control Computers | 4
22-40 62 13 | Server Computers | 3 | Number and Title deleted for reorganization. Now under 40 62 13 Server Computers | 22-40 94 13 19 | Personal Digital Assistant Digital Process Control Computers | 4
22-40 62 16 | Operator Workstation Computers | 3 | Number and Title deleted for reorganization. Now under 40 62 16 Operator Workstation Computers | 22-40 94 13 | Digital Process Control Computers | 3
22-40 62 16 | Operator Workstation Computers | 3 | Number and Title deleted for reorganization. Now under 40 62 16 Operator Workstation Computers | 22-40 94 13 13 | Host Digital Process Control Computers | 4
22-40 62 16 | Operator Workstation Computers | 3 | Number and Title deleted for reorganization. Now under 40 62 16 Operator Workstation Computers | 22-40 94 13 16 | Personal Digital Process Control Computers | 4
22-40 62 16 | Operator Workstation Computers | 3 | Number and Title deleted for reorganization. Now under 40 62 16 Operator Workstation Computers | 22-40 94 13 19 | Personal Digital Assistant Digital Process Control Computers | 4
22-40 62 19 | Industrial Computers | 3 | Number and Title deleted for reorganization. Now under 40 62 19 Industrial Computers | 22-40 94 13 | Digital Process Control Computers | 3
22-40 62 19 | Industrial Computers | 3 | Number and Title deleted for reorganization. Now under 40 62 19 Industrial Computers | 22-40 94 13 13 | Host Digital Process Control Computers | 4
22-40 62 19 | Industrial Computers | 3 | Number and Title deleted for reorganization. Now under 40 62 19 Industrial Computers | 22-40 94 13 16 | Personal Digital Process Control Computers | 4
22-40 62 19 | Industrial Computers | 3 | Number and Title deleted for reorganization. Now under 40 62 19 Industrial Computers | 22-40 94 13 19 | Personal Digital Assistant Digital Process Control Computers | 4
22-40 62 21 | Desktop Computers | 3 | Number and Title deleted for reorganization. Now under 40 62 21 Desktop Computers | 22-40 94 13 | Digital Process Control Computers | 3
22-40 62 21 | Desktop Computers | 3 | Number and Title deleted for reorganization. Now under 40 62 21 Desktop Computers | 22-40 94 13 13 | Host Digital Process Control Computers | 4
22-40 62 21 | Desktop Computers | 3 | Number and Title deleted for reorganization. Now under 40 62 21 Desktop Computers | 22-40 94 13 16 | Personal Digital Process Control Computers | 4
22-40 62 21 | Desktop Computers | 3 | Number and Title deleted for reorganization. Now under 40 62 21 Desktop Computers | 22-40 94 13 19 | Personal Digital Assistant Digital Process Control Computers | 4
22-40 62 23 | Mobile Computers | 3 | Number and Title deleted for reorganization. Now under 40 62 23 Mobile Computers | 22-40 94 13 | Digital Process Control Computers | 3
22-40 62 23 | Mobile Computers | 3 | Number and Title deleted for reorganization. Now under 40 62 23 Mobile Computers | 22-40 94 13 13 | Host Digital Process Control Computers | 4
22-40 62 23 | Mobile Computers | 3 | Number and Title deleted for reorganization. Now under 40 62 23 Mobile Computers | 22-40 94 13 16 | Personal Digital Process Control Computers | 4
22-40 62 23 | Mobile Computers | 3 | Number and Title deleted for reorganization. Now under 40 62 23 Mobile Computers | 22-40 94 13 19 | Personal Digital Assistant Digital Process Control Computers | 4
22-40 62 26 | Laptop Computers | 3 | Number and Title deleted for reorganization. Now under 40 62 26 Laptop Computers | 22-40 94 13 | Digital Process Control Computers | 3
22-40 62 26 | Laptop Computers | 3 | Number and Title deleted for reorganization. Now under 40 62 26 Laptop Computers | 22-40 94 13 13 | Host Digital Process Control Computers | 4
22-40 62 26 | Laptop Computers | 3 | Number and Title deleted for reorganization. Now under 40 62 26 Laptop Computers | 22-40 94 13 16 | Personal Digital Process Control Computers | 4
22-40 62 26 | Laptop Computers | 3 | Number and Title deleted for reorganization. Now under 40 62 26 Laptop Computers | 22-40 94 13 19 | Personal Digital Assistant Digital Process Control Computers | 4
22-40 62 29 | Tablet Computers and Mobile Devices | 3 | Number and Title deleted for reorganization. Now under 40 62 29 Tablet Computers and Mobile Devices | 22-40 94 13 | Digital Process Control Computers | 3
22-40 62 29 | Tablet Computers and Mobile Devices | 3 | Number and Title deleted for reorganization. Now under 40 62 29 Tablet Computers and Mobile Devices | 22-40 94 13 13 | Host Digital Process Control Computers | 4
22-40 62 29 | Tablet Computers and Mobile Devices | 3 | Number and Title deleted for reorganization. Now under 40 62 29 Tablet Computers and Mobile Devices | 22-40 94 13 16 | Personal Digital Process Control Computers | 4
22-40 62 29 | Tablet Computers and Mobile Devices | 3 | Number and Title deleted for reorganization. Now under 40 62 29 Tablet Computers and Mobile Devices | 22-40 94 13 19 | Personal Digital Assistant Digital Process Control Computers | 4
22-40 62 33 | Printers | 3 | New Listing
22-40 62 43 | Large Display Screens | 3 | Number and Title changed for reorganization | 22-40 95 20 | Process Control Display Devices | 3
22-40 62 63 | Operator Interface Terminals (OIT) | 3 | New Listing
22-40 62 63 | Operator Interface Terminals (OIT) | 3 | Number and Title changed for reorganization | 22-40 95 43 | Process Control Hardware Interfaces | 3
22-40 63 00 | Control System Equipment | 2 | Number and Title changed for reorganization | 22-40 94 00 | Digital Process Controllers | 2
22-40 63 00 | Control System Equipment | 2 | Number and Title changed for reorganization | 22-40 95 23 | Process Control Input/Output Modules | 3
22-40 63 13 | Distributed Process Control Systems | 3 | Number changed for reorganization | 22-40 94 23 | Distributed Process Control Systems | 3
22-40 63 43 | Programmable Logic Controllers | 3 | Number and Title changed for reorganization | 22-40 94 43 | Programmable Logic Process Controllers | 3
22-40 63 83 | Remote Terminal Units | 3 | New Listing
22-40 66 00 | Network and Communication Equipment | 2 | Number and Title changed for reorganization | 22-40 95 00 | Process Control Hardware | 2
22-40 66 00 | Network and Communication Equipment | 2 | Number and Title changed for reorganization | 22-40 95 33 | Process Control Networks | 3
22-40 66 00 | Network and Communication Equipment | 2 | Number and Title changed for reorganization | 22-40 95 56 | Process Control Transformers | 3
22-40 66 00 | Network and Communication Equipment | 2 | Number and Title changed for reorganization | 22-40 95 73 43 | Process Control Junction Boxes | 4
22-40 66 00 | Network and Communication Equipment | 2 | Number and Title changed for reorganization | 22-40 95 33 13 | Cabled Process Control Networks | 4
22-40 66 13 | Switches and Routers | 3 | Number and Title changed for reorganization | 22-40 95 49 | Process Control Routers | 3
22-40 66 13 | Switches and Routers | 3 | Number and Title changed for reorganization | 22-40 95 53 | Process Control Switches | 3
22-40 66 16 | Firewall Hardware | 3 | New Listing
22-40 66 19 | Media Converters | 3 | New Listing
22-40 66 23 | Frame Relay Equipment | 3 | New Listing
22-40 66 26 | Device Network Equipment | 3 | New Listing
22-40 66 33 | Metallic and Fiber-Optic Communication Cabling and Connectors | 3 | Number and Title changed for reorganization | 22-40 95 33 23 | Fiber Optic Process Control Networks | 4
22-40 66 33 | Metallic and Fiber-Optic Communication Cabling and Connectors | 3 | Number and Title changed for reorganization | 22-40 95 73 23 | Process Control Cable | 4
22-40 66 36 | Process Instrumentation Networks | 3 | New Listing
22-40 66 43 | Wireless Network Systems | 3 | Number and Title changed for reorganization | 22-40 95 33 33 | Wireless Process Control Networks | 4
22-40 66 43 | Wireless Network Systems | 3 | Number and Title changed for reorganization | 22-40 95 63 | Process Control Wireless Equipment | 3
22-40 66 43 | Wireless Network Systems | 3 | Number and Title changed for reorganization | 22-40 95 63 13 | Process Control Wireless Transmitters | 4
22-40 66 43 | Wireless Network Systems | 3 | Number and Title changed for reorganization | 22-40 95 63 16 | Process Control Wireless Receivers | 4
22-40 66 43 | Wireless Network Systems | 3 | Number and Title changed for reorganization | 22-40 95 63 19 | Process Control Wireless Repeaters | 4
22-40 66 53 | Multiple Address Radio Equipment | 3 | New Listing
22-40 66 56 | Point-To-Point Radio Equipment | 3 | New Listing
22-40 66 63 | Antennas | 3 | New Listing
22-40 66 66 | Monopoles and Towers | 3 | New Listing
22-40 66 73 | Satellite Communication Equipment | 3 | New Listing
22-40 67 00 | Control System Equipment Panels and Racks | 2 | Number and Title changed for reorganization | 22-40 95 00 | Process Control Hardware | 2
22-40 67 00 | Control System Equipment Panels and Racks | 2 | Number and Title changed for reorganization | 22-40 95 46 | Process Control Mounting Racks and Supports | 3
22-40 67 00 | Control System Equipment Panels and Racks | 2 | Number and Title changed for reorganization | 22-40 95 73 33 | Process Control Conduit, Raceway and Supports | 4
22-40 67 13 | Computer Equipment Racks | 3 | Number and Title changed for reorganization | 22-40 95 46 | Process Control Mounting Racks and Supports | 3
22-40 67 16 | Free-Standing Panels | 3 | Number and Title changed for reorganization | 22-40 95 13 | Process Control Panels and Hardware | 3
22-40 67 16 | Free-Standing Panels | 3 | Number and Title changed for reorganization | 22-40 95 13 13 | Local Process Control Panels and Hardware | 4
22-40 67 16 | Free-Standing Panels | 3 | Number and Title changed for reorganization | 22-40 95 13 23 | Main Process Control Panels and Hardware | 4
22-40 67 19 | Wall-Mounted Panels | 3 | Number and Title changed for reorganization | 22-40 95 13 | Process Control Panels and Hardware | 3
22-40 67 19 | Wall-Mounted Panels | 3 | Number and Title changed for reorganization | 22-40 95 13 13 | Local Process Control Panels and Hardware | 4
22-40 67 19 | Wall-Mounted Panels | 3 | Number and Title changed for reorganization | 22-40 95 13 23 | Main Process Control Panels and Hardware | 4
22-40 67 19 | Wall-Mounted Panels | 3 | Number and Title changed for reorganization | 22-40 95 13 | Process Control Panels and Hardware | 3
22-40 67 19 | Wall-Mounted Panels | 3 | Number and Title changed for reorganization | 22-40 95 13 13 | Local Process Control Panels and Hardware | 4
22-40 67 19 | Wall-Mounted Panels | 3 | Number and Title changed for reorganization | 22-40 95 13 23 | Main Process Control Panels and Hardware | 4
22-40 67 23 | Control System Consoles | 3 | New Listing
22-40 67 33 | Panel Wiring | 3 | Number and Title changed for reorganization | 22-40 95 73 | Process Control Wiring | 3
22-40 67 33 | Panel Wiring | 3 | Number and Title changed for reorganization | 22-40 95 73 23 | Process Control Cable | 4
22-40 67 33 | Panel Wiring | 3 | Number and Title changed for reorganization | 22-40 95 73 33 | Process Control Conduit, Raceway and Supports | 4
22-40 67 33 | Panel Wiring | 3 | Number and Title changed for reorganization | 22-40 95 73 43 | Process Control Junction Boxes | 4
22-40 67 63 | Control Panel-Mounted Uninterruptible Power Supply | 3 | New Listing
22-40 68 00 | Process Control Software | 2 | Number changed for reorganization | 22-40 96 00 | Process Control Software | 2
22-40 68 00 | Process Control Software | 2 | Number and Title deleted for reorganization. Now under 40 68 00 Process Control Software | 22-40 96 10 | Process Control Software Architecture | 3
22-40 68 00 | Process Control Software | 2 | Number and Title deleted for reorganization. Now under 40 68 00 Process Control Software | 22-40 96 20 | Process Control Software Instrument Lists | 3
22-40 68 00 | Process Control Software | 2 | Number and Title deleted for reorganization. Now under 40 68 00 Process Control Software | 22-40 96 25 | Process Control Software Logic Diagrams | 3
22-40 68 00 | Process Control Software | 2 | Number and Title deleted for reorganization. Now under 40 68 00 Process Control Software | 22-40 96 30 | Process Control Software Loop Diagrams | 3
22-40 68 00 | Process Control Software | 2 | Number and Title deleted for reorganization. Now under 40 68 00 Process Control Software | 22-40 96 35 | Process Control Software Programming | 3
22-40 68 13 | Process Control (HMI) Software | 3 | New Listing
22-40 68 13 | Process Control (HMI) Software | 3 | Number and Title changed for reorganization | 22-40 94 33 | Human Machine Interfaces | 3
22-40 68 13 | Process Control (HMI) Software | 3 | Number and Title changed for reorganization | 22-40 95 43 | Process Control Hardware Interfaces | 3
22-40 68 23 | Reporting Software | 3 | Number and Title changed for reorganization | 22-40 96 40 | Process Control Software Reports | 3
22-40 68 26 | Online Performance Monitoring Systems Software | 3 | New Listing
22-40 68 33 | Maintenance Management Software | 3 | New Listing
22-40 68 36 | Laboratory Information System Software | 3 | New Listing
22-40 68 39 | Energy Management Software | 3 | New Listing
22-40 68 43 | Load Management Software | 3 | New Listing
22-40 68 63 | Configuration of HMI Software | 3 | New Listing
22-40 68 63 | Configuration of HMI Software | 3 | Number and Title changed for reorganization | 22-40 94 33 | Human Machine Interfaces | 3
22-40 68 63 | Configuration of HMI Software | 3 | Number and Title changed for reorganization | 22-40 95 43 | Process Control Hardware Interfaces | 3
22-40 68 66 | Programming of Controller Software | 3 | New Listing
22-40 68 93 | Computer Operating Systems Software | 3 | New Listing
22-40 69 00 | Packaged Control Systems | 2 | New Listing
22-40 69 13 | Control System Simulators | 3 | New Listing
22-40 69 23 | Burner Management Systems | 3 | New Listing
22-40 69 26 | Safety Instrumented Control Systems | 3 | New Listing
22-40 69 33 | Fire and Gas Monitoring/Protection Systems for Industrial Applications | 3 | New Listing
22-40 70 00 | Instrumentation for Process Systems | 2 | Number and Title changed for reorganization | 22-40 90 00 | Instrumentation and Control for Process Systems | 2
22-40 70 00 | Instrumentation for Process Systems | 2 | Number and Title changed for reorganization | 22-40 91 16 | Electromagnetic Process Measurement Devices | 3
22-40 70 00 | Instrumentation for Process Systems | 2 | Number and Title deleted for reorganization. Now under 40 70 00 Instrumentation for Process Systems | 22-40 91 16 13 | Amperes Process Measurement Devices | 4
22-40 70 00 | Instrumentation for Process Systems | 2 | Number and Title deleted for reorganization. Now under 40 70 00 Instrumentation for Process Systems | 22-40 91 16 23 | Inductance Process Measurement Devices | 4
22-40 70 00 | Instrumentation for Process Systems | 2 | Number and Title deleted for reorganization. Now under 40 70 00 Instrumentation for Process Systems | 22-40 91 16 26 | Lumens Process Measurement Devices | 4
22-40 70 00 | Instrumentation for Process Systems | 2 | Number and Title deleted for reorganization. Now under 40 70 00 Instrumentation for Process Systems | 22-40 91 16 33 | Electrical Power Process Measurement Devices | 4
22-40 70 00 | Instrumentation for Process Systems | 2 | Number and Title deleted for reorganization. Now under 40 70 00 Instrumentation for Process Systems | 22-40 91 16 39 | Electrical Resistance Process Measurement Devices | 4
22-40 70 00 | Instrumentation for Process Systems | 2 | Number and Title deleted for reorganization. Now under 40 70 00 Instrumentation for Process Systems | 22-40 91 16 43 | Ultraviolet Sensors | 4
22-40 70 00 | Instrumentation for Process Systems | 2 | Number and Title deleted for reorganization. Now under 40 70 00 Instrumentation for Process Systems | 22-40 91 16 46 | Voltage Process Measurement Devices | 4
22-40 70 00 | Instrumentation for Process Systems | 2 | Title deleted for reorganization. Now under 40 70 00 Instrumentation for Process Systems | 22-40 91 19 | Physical Properties Process Measurement Devices | 3
22-40 70 00 | Instrumentation for Process Systems | 2 | Number and Title deleted for reorganization. Now under 40 70 00 Instrumentation for Process Systems | 22-40 91 19 16 | Humidity Process Measurement Devices | 4
22-40 70 00 | Instrumentation for Process Systems | 2 | Number and Title deleted for reorganization. Now under 40 70 00 Instrumentation for Process Systems | 22-40 91 19 26 | Gas Pressure Process Measurement Devices | 4
22-40 70 00 | Instrumentation for Process Systems | 2 | Number and Title deleted for reorganization. Now under 40 70 00 Instrumentation for Process Systems | 22-40 91 19 43 | Weight Process Measurement Devices | 4
22-40 70 00 | Instrumentation for Process Systems | 2 | Number and Title deleted for reorganization. Now under 40 70 00 Instrumentation for Process Systems | 22-40 91 23 19 | Color Process Measurement Devices | 4
22-40 70 00 | Instrumentation for Process Systems | 2 | Number and Title deleted for reorganization. Now under 40 70 00 Instrumentation for Process Systems | 22-40 91 23 23 | Count Process Measurement Devices | 4
22-40 70 00 | Instrumentation for Process Systems | 2 | Number and Title deleted for reorganization. Now under 40 70 00 Instrumentation for Process Systems | 22-40 91 23 29 | Energy Process Measurement Devices | 4
22-40 70 00 | Instrumentation for Process Systems | 2 | Number and Title deleted for reorganization. Now under 40 70 00 Instrumentation for Process Systems | 22-40 91 23 39 | Physical Resistance Process Measurement Devices | 4
22-40 70 00 | Instrumentation for Process Systems | 2 | Number and Title deleted for reorganization. Now under 40 70 00 Instrumentation for Process Systems | 22-40 91 23 43 | RPM Process Measurement Devices | 4
22-40 70 00 | Instrumentation for Process Systems | 2 | Number and Title changed for reorganization | 22-40 97 00 | Process Control Auxiliary Devices | 2
22-40 71 00 | Flow Measurement | 2 | Number and Title changed for reorganization | 22-40 91 23 33 | Flow Process Measurement Devices | 4
22-40 71 00 | Flow Measurement | 2 | Number and Title changed for reorganization | 22-40 97 20 | Process Control Rotameters | 3
22-40 71 13 | Magnetic Flow Meters | 3 | New Listing
22-40 71 13 | Magnetic Flow Meters | 3 | Number and Title changed for reorganization | 22-40 91 16 29 | Magnetic Field Process Measurement Devices | 4
22-40 71 13 13 | Inline Magnetic Flow Meters | 4 | New Listing
22-40 71 13 13 | Inline Magnetic Flow Meters | 4 | Number and Title changed for reorganization | 22-40 91 16 29 | Magnetic Field Process Measurement Devices | 4
22-40 71 13 23 | Insertion-Type Magnetic Flow Meters | 4 | New Listing
22-40 71 13 23 | Insertion-Type Magnetic Flow Meters | 4 | Number and Title changed for reorganization | 22-40 91 16 29 | Magnetic Field Process Measurement Devices | 4
22-40 71 23 | Differential Pressure-Type Flow Meters | 3 | New Listing
22-40 71 23 13 | Venturi Flow Meters | 4 | New Listing
22-40 71 23 16 | Flow Tubes | 4 | New Listing
22-40 71 23 19 | Flow Nozzle-Type Flow Meters | 4 | New Listing
22-40 71 23 23 | Orifice Plate Flow Meters | 4 | New Listing
22-40 71 23 26 | Integral Orifice Flow Meters | 4
22-40 71 23 29 | Orifice Meter Runs | 4
22-40 71 23 33 | Elbow Flow Meters | 4 | New Listing
22-40 71 23 36 | Pitot Tube and Averaging Pitot Flow Meters | 4 | New Listing
22-40 71 23 39 | V-Cone Flow Meters | 4 | New Listing
22-40 71 23 43 | Differential Pressure-Type Flow Transmitters | 4 | New Listing
22-40 71 23 46 | Flow Computers | 4 | New Listing
22-40 71 23 46 | Flow Computers | 4 | Number and Title deleted for reorganization. Now under 40 70 23.46 Flow Computers | 22-40 94 13 | Digital Process Control Computers | 3
22-40 71 23 46 | Flow Computers | 4 | Number and Title deleted for reorganization. Now under 40 70 23.46 Flow Computers | 22-40 94 13 13 | Host Digital Process Control Computers | 4
22-40 71 23 46 | Flow Computers | 4 | Number and Title deleted for reorganization. Now under 40 70 23.46 Flow Computers | 22-40 94 13 16 | Personal Digital Process Control Computers | 4
22-40 71 23 46 | Flow Computers | 4 | Number and Title deleted for reorganization. Now under 40 70 23.46 Flow Computers | 22-40 94 13 19 | Personal Digital Assistant Digital Process Control Computers | 4
22-40 71 33 | Propeller Flow Meters | 3 | New Listing
22-40 71 36 | Turbine Flow Meters | 3 | New Listing
22-40 71 43 | Variable Area Flow Meters | 3 | New Listing
22-40 71 46 | Target Flow Meters | 3 | New Listing
22-40 71 49 | Vortex-Shedding Flow Meters | 3 | New Listing
22-40 71 53 | Positive Displacement Flow Meters | 3 | New Listing
22-40 71 63 | Doppler Flow Meters | 3 | New Listing
22-40 71 66 | Transit Time Flow Meters | 3 | New Listing
22-40 71 66 | Transit Time Flow Meters | 3 | Number and Title changed for reorganization | 22-40 91 23 46 | Time Process Measurement Devices | 4
22-40 71 69 | Open Channel Flow Meters | 3 | New Listing
22-40 71 73 | Coriolis Flow Meters | 3 | New Listing
22-40 71 76 | Thermal Flow Meters | 3 | New Listing
22-40 71 79 | Flow Switches | 3 | New Listing
22-40 71 83 | Sight Flow Indicators | 3 | New Listing
22-40 71 86 | Flow Metering Weirs | 3 | New Listing
22-40 72 00 | Level Measurement | 2 | Number and Title changed for reorganization | 22-40 91 23 36 | Level Process Measurement Devices | 4
22-40 72 13 | Ultrasonic Level Meters (Continuous and Point-Type) | 3 | New Listing
22-40 72 23 | Radar Level Meters | 3 | New Listing
22-40 72 26 | Laser Level Meters | 3 | New Listing
22-40 72 29 | Nuclear Level Meters | 3 | New Listing
22-40 72 33 | Capacitance Type Level Meters (Continuous and Point Type) | 3 | Number and Title changed for reorganization | 22-40 91 16 16 | Capacitance Process Measurement Devices | 4
22-40 72 36 | Rf Admittance Level Meters (Continuous and Point Type) | 3 | New Listing
22-40 72 43 | Pressure and Differential Pressure Type Level Meters | 3 | New Listing
22-40 72 46 | Bubbler Systems | 3 | New Listing
22-40 72 53 | Magnetic and Magnetostrictive Level Meters | 3 | Number and Title changed for reorganization | 22-40 91 16 29 | Magnetic Field Process Measurement Devices | 4
22-40 72 63 | Displacement-Type Level Meters | 3 | New Listing
22-40 72 73 | Sight Level Gauges | 3 | Number and Title changed for reorganization | 22-40 97 15 | Process Control Gage | 3
22-40 72 76 | Level Switches | 3 | New Listing
22-40 72 83 | Leak Detection Systems | 3 | New Listing
22-40 73 00 | Pressure, Strain, and Force Measurement | 2 | Number and Title changed for reorganization | 22-40 91 00 | Primary Process Measurement Devices | 2
22-40 73 00 | Pressure, Strain, and Force Measurement | 2 | Number and Title changed for reorganization | 22-40 91 19 33 | Stress/Strain Process Measurement Devices | 4
22-40 73 13 | Pressure and Differential Pressure Gauges | 3 | Number and Title changed for reorganization | 22-40 97 15 | Process Control Gage | 3
22-40 73 16 | Manometers | 3 | New Listing
22-40 73 23 | Absolute-Pressure Transmitters | 3 | New Listing
22-40 73 26 | Gauge-Pressure Transmitters | 3 | New Listing
22-40 73 29 | Differential Pressure Transmitters | 3 | New Listing
22-40 73 33 | Multi-Variable Pressure/Temperature Transmitters | 3 | New Listing
22-40 73 36 | Pressure and Differential Pressure Switches | 3 | New Listing
22-40 73 43 | Force Measurement Devices | 3 | New Listing
22-40 73 46 | Load Cells | 3 | New Listing
22-40 73 53 | Torque Measurement Devices | 3 | New Listing
22-40 73 63 | Diaphragm Seals | 3 | New Listing
22-40 74 00 | Temperature Measurement | 2 | Number and Title changed for reorganization | 22-40 91 00 | Primary Process Measurement Devices | 2
22-40 74 00 | Temperature Measurement | 2 | Number and Title changed for reorganization | 22-40 91 19 36 | Temperature Process Measurement Devices | 4
22-40 74 13 | Resistance Temperature Devices | 3 | New Listing
22-40 74 16 | Thermocouples | 3 | New Listing
22-40 74 23 | Radiation Pyrometers | 3 | Number and Title changed for reorganization | 22-40 91 16 36 | Radiation Process Measurement Devices | 4
22-40 74 33 | Thermistors | 3 | New Listing
22-40 74 36 | Diode Temperature Measurement Devices | 3 | New Listing
22-40 74 43 | Bimetallic Thermometers | 3 | New Listing
22-40 74 46 | Fluid Expansion Thermometers | 3 | New Listing
22-40 74 49 | Change-of-State Temperature Measurement Devices | 3 | New Listing
22-40 74 53 | Cryogenic Temperature Sensors | 3 | New Listing
22-40 74 63 | Temperature Transmitters | 3 | New Listing
22-40 74 66 | Temperature Switches | 3 | New Listing
22-40 74 69 | Thermowells, Protection Tubes, and Test Thermowells | 3 | New Listing
22-40 75 00 | Process Liquid Analytical Measurement | 2 | Number and Title changed for reorganization | 22-40 91 13 | Chemical Properties Process Measurement Devices | 3
22-40 75 00 | Process Liquid Analytical Measurement | 2 | Number and Title changed for reorganization | 22-40 91 19 29 | Liquid Pressure Process Measurement Devices | 4
22-40 75 05 | Multi-Parameter Analyzer Systems | 3 | New Listing
22-40 75 13 | pH/ORP Analyzers | 3 | Number and Title changed for reorganization | 22-40 91 13 29 | pH Level Process Measurement Devices | 4
22-40 75 16 | Conductivity Analyzers | 3 | Number and Title changed for reorganization | 22-40 91 16 19 | Conductivity Process Measurement Devices | 4
22-40 75 19 | Moisture Analyzers | 3 | New Listing
22-40 75 21 | Chlorine Analyzers | 3 | Number and Title changed for reorganization | 22-40 91 13 16 | Chlorine Process Measurement Devices | 4
22-40 75 21 13 | Free-Chlorine Analyzers | 4 | Number and Title changed for reorganization | 22-40 91 13 16 | Chlorine Process Measurement Devices | 4
22-40 75 21 23 | Residual-Chlorine Analyzers | 4 | Number and Title changed for reorganization | 22-40 91 13 16 | Chlorine Process Measurement Devices | 4
22-40 75 23 | Chlorine Dioxide Analyzer | 3 | Number and Title changed for reorganization | 22-40 91 13 16 | Chlorine Process Measurement Devices | 4
22-40 75 26 | Dissolved Chlorine Dioxide Analyzers | 3 | Number and Title changed for reorganization | 22-40 91 13 16 | Chlorine Process Measurement Devices | 4
22-40 75 29 | Dissolved Ammonia Analyzers | 3 | Number and Title changed for reorganization | 22-40 91 13 13 | Ammonia Process Measurement Devices | 4
22-40 75 33 | Fluoride Analyzers | 3 | Number and Title changed for reorganization | 22-40 91 13 19 | Fluoride Process Measurement Devices | 4
22-40 75 43 | Dissolved Oxygen Analyzers | 3 | New Listing
22-40 75 46 | Dissolved Ozone Analyzers | 3 | New Listing
22-40 75 53 | Turbidity Analyzers | 3 | Number and Title changed for reorganization | 22-40 91 23 49 | Turbidity Process Measurement Devices | 4
22-40 75 56 | Suspended Solids/Sludge Density Analyzers | 3 | Number and Title changed for reorganization | 22-40 91 19 13 | Density Process Measurement Devices | 4
22-40 75 59 | Liquid Density Analyzers | 3 | Number and Title changed for reorganization | 22-40 91 19 13 | Density Process Measurement Devices | 4
22-40 75 63 | Monochloramine Analyzers | 3 | New Listing
22-40 75 66 | Nitrogen Analyzers | 3 | New Listing
22-40 75 69 | Phosphorous Analyzers | 3 | New Listing
22-40 75 73 | Particle Counters | 3 | Number and Title changed for reorganization | 22-40 91 19 23 | Particle Counters Process Measurement Devices | 4
22-40 75 76 | Total Organic Carbon Analyzers | 3 | New Listing
22-40 75 79 | Total Organics Analyzers | 3 | New Listing
22-40 75 83 | Hardness Analyzers | 3 | New Listing
22-40 75 86 | Alkalinity Analyzer | 3 | New Listing
22-40 76 00 | Process Gas Analytical Measurement | 2 | Number and Title changed for reorganization | 22-40 91 00 | Primary Process Measurement Devices | 2
22-40 76 00 | Process Gas Analytical Measurement | 2 | Number and Title changed for reorganization | 22-40 91 13 | Chemical Properties Process Measurement Devices | 3
22-40 76 05 | Continuous Emissions Monitoring Systems | 3 | New Listing
22-40 76 13 | Oxygen Gas Analyzers | 3 | New Listing
22-40 76 16 | Ozone Analyzers | 3 | New Listing
22-40 76 23 | Combustible Gas Monitors | 3 | New Listing
22-40 76 26 | Chlorine Gas Analyzers | 3 | Number and Title changed for reorganization | 22-40 91 13 16 | Chlorine Process Measurement Devices | 4
22-40 76 29 | Ammonia Gas Analyzers | 3 | Number and Title changed for reorganization | 22-40 91 13 13 | Ammonia Process Measurement Devices | 4
22-40 76 33 | Hydrogen Sulfide Monitors | 3 | New Listing
22-40 76 36 | Sulfur Dioxide Analyzers | 3 | New Listing
22-40 76 39 | Carbon Dioxide Analyzers | 3 | New Listing
22-40 76 43 | Carbon Monoxide Analyzers | 3 | New Listing
22-40 76 53 | Dewpoint/Moisture Analyzers | 3 | New Listing
22-40 76 56 | Gas Density Analyzers | 3 | Number and Title changed for reorganization | 22-40 91 13 23 | Gas Analysis Process Measurement Devices | 4
22-40 76 56 | Gas Density Analyzers | 3 | Number and Title changed for reorganization | 22-40 91 19 13 | Density Process Measurement Devices | 4
22-40 76 63 | Flue Gas Analyzers | 3 | New Listing
22-40 76 66 | No/Nox Analyzers | 3 | New Listing
22-40 76 73 | Hydrocarbon Analyzers | 3 | New Listing
22-40 76 76 | Gas Chromatograph Analyzers | 3 | Number and Title changed for reorganization | 22-40 91 13 26 | Gas Chromatograph Process Measurement Devices | 4
22-40 76 79 | Vapor Pressure Analyzers | 3 | Number and Title changed for reorganization | 22-40 91 19 39 | Vapor Pressure Process Measurement Devices | 4
22-40 76 83 | Mass Spectrometers | 3 | New Listing
22-40 76 83 | Mass Spectrometers | 3 | Number and Title changed for reorganization | 22-40 91 19 19 | Mass Process Measurement Devices | 4
22-40 77 00 | Position and Motion Measurement | 2 | Number and Title changed for reorganization | 22-40 91 00 | Primary Process Measurement Devices | 2
22-40 77 13 | Acceleration Measurement Devices | 3 | Number and Title changed for reorganization | 22-40 91 23 13 | Acceleration Process Measurement Devices | 4
22-40 77 16 | Proximity Measurement Devices | 3 | Number and Title changed for reorganization | 22-40 91 23 26 | Distance Process Measurement Devices | 4
22-40 77 19 | Vibration Velocity Measurement Devices | 3 | Number and Title changed for reorganization | 22-40 91 23 53 | Velocity Process Measurement Devices | 4
22-40 77 23 | Vibration Monitoring Systems | 3 | New Listing
22-40 77 26 | Position, Speed, and Motion Measurement Devices | 3 | Number and Title changed for reorganization | 22-40 91 23 16 | Angle Process Measurement Devices | 4
22-40 78 00 | Panel Mounted Instruments | 2 | New Listing
22-40 78 13 | Indicators and Meters | 3 | New Listing
22-40 78 16 | Indicating Lights | 3 | New Listing
22-40 78 19 | Switches and Push Buttons | 3 | New Listing
22-40 78 23 | Potentiometers and Manual Controllers | 3 | Number and Title changed for reorganization | 22-40 93 13 | Analog Controllers | 3
22-40 78 23 | Potentiometers and Manual Controllers | 3 | Number and Title changed for reorganization | 22-40 93 13 13 | Electronic Analog Controllers | 4
22-40 78 23 | Potentiometers and Manual Controllers | 3 | Number and Title changed for reorganization | 22-40 93 13 16 | Electro-Hydraulic Analog Controllers | 4
22-40 78 23 | Potentiometers and Manual Controllers | 3 | Number and Title changed for reorganization | 22-40 93 13 19 | Electro-Pneumatic Analog Controllers | 4
22-40 78 23 | Potentiometers and Manual Controllers | 3 | Number and Title changed for reorganization | 22-40 93 13 23 | Hydraulic Analog Controllers | 4
22-40 78 23 | Potentiometers and Manual Controllers | 3 | Number and Title changed for reorganization | 22-40 93 13 26 | Pneumatic Analog Controllers | 4
22-40 78 23 | Potentiometers and Manual Controllers | 3 | Number and Title changed for reorganization | 22-40 97 25 | Process Control Potentiometers | 3
22-40 78 26 | Chart Recorders | 3 | Number changed for reorganization | 22-40 93 23 | Chart Recorders | 3
22-40 78 33 | Annunciators | 3 | Number and Title changed for reorganization | 22-40 97 10 | Process Control Annunciators | 3
22-40 78 43 | Single-Loop Controllers | 3 | Number and Title changed for reorganization | 22-40 93 13 | Analog Controllers | 3
22-40 78 43 | Single-Loop Controllers | 3 | Number and Title changed for reorganization | 22-40 93 13 13 | Electronic Analog Controllers | 4
22-40 78 43 | Single-Loop Controllers | 3 | Number and Title changed for reorganization | 22-40 93 13 16 | Electro-Hydraulic Analog Controllers | 4
22-40 78 43 | Single-Loop Controllers | 3 | Number and Title changed for reorganization | 22-40 93 13 19 | Electro-Pneumatic Analog Controllers | 4
22-40 78 43 | Single-Loop Controllers | 3 | Number and Title changed for reorganization | 22-40 93 13 23 | Hydraulic Analog Controllers | 4
22-40 78 43 | Single-Loop Controllers | 3 | Number and Title changed for reorganization | 22-40 93 13 26 | Pneumatic Analog Controllers | 4
22-40 78 53 | Relays | 3 | New Listing
22-40 78 56 | Isolators, Intrinsically-Safe Barriers, and Surge Suppressors | 3 | New Listing
22-40 78 59 | Power Supplies | 3 | New Listing
22-40 78 63 | Alarm Dialers | 3 | New Listing
22-40 79 00 | Miscellaneous Instruments, Calibration Equipment, Instrument Valves, and Fittings | 2 | Number and Title changed for reorganization | 22-40 91 23 | Miscellaneous Properties Measurement Devices | 3
22-40 79 13 | Nuclear Mass-Measuring Scales | 3 | New Listing
22-40 79 23 | Instrument Calibration Equipment | 3 | New Listing
22-40 79 26 | Instrument Programming Equipment | 3 | New Listing
22-40 79 33 | Current-to-Pressure Converters | 3 | Number changed for reorganization | 22-40 92 29 | Current-To-Pressure Converters | 3
22-40 79 36 | Voltage-to-Pressure Converters | 3 | Number changed for reorganization | 22-40 92 53 | Voltage-To-Pressure Converters | 3
22-40 79 39 | Signal Conditioners and Converters | 3 | New Listing
22-40 79 43 | Deadweight Testers | 3 | Number and Title changed for reorganization | 22-40 97 30 | Process Control Test Equipment | 3
22-40 79 46 | Flame Scanners | 3 | New Listing
22-40 79 63 | Instrument Tubing | 3 | New Listing
22-40 79 66 | Instrument Valve Manifolds, Valves, and Fittings | 3 | New Listing
22-40 90 00 | Primary Control Devices | 2 | Title changed for reorganization | 22-40 90 00 | Instrumentation and Control for Process Systems | 2
22-40 90 00 | Primary Control Devices | 2 | Number changed for reorganization | 22-40 92 00 | Primary Control Devices | 2
22-40 91 00 | Primary Control Valves | 2 | Title changed for reorganization | 22-40 91 00 | Primary Process Measurement Devices | 2
22-40 91 00 | Primary Control Valves | 2 | Number changed for reorganization | 22-40 92 13 | Primary Control Valves | 3
22-40 91 13 | Electrically-Operated Primary Control Valves | 3 | Number changed for reorganization | 22-40 92 13 13 | Electrically-Operated Primary Control Valves | 4
22-40 91 16 | Hydraulically-Operated Primary Control Valves | 3 | Title changed for reorganization | 22-40 91 16 | Electromagnetic Process Measurement Devices | 3
22-40 91 16 | Hydraulically-Operated Primary Control Valves | 3 | Number changed for reorganization | 22-40 92 13 16 | Hydraulically-Operated Primary Control Valves | 4
22-40 91 19 | Pneumatically-Operated Primary Control Valves | 3 | Title changed for reorganization | 22-40 91 19 | Physical Properties Process Measurement Devices | 3
22-40 91 19 | Pneumatically-Operated Primary Control Valves | 3 | Number changed for reorganization | 22-40 92 13 19 | Pneumatically-Operated Primary Control Valves | 4
22-40 91 23 | Solenoid Primary Control Valves | 3 | Title changed for reorganization | 22-40 91 23 | Miscellaneous Properties Measurement Devices | 3
22-40 91 23 | Solenoid Primary Control Valves | 3 | Number changed for reorganization | 22-40 92 13 26 | Solenoid Primary Control Valves | 4
22-40 91 26 | Specialty Primary Control Valves | 3 | Number changed for reorganization | 22-40 92 13 29 | Specialty Primary Control Valves | 4
22-40 92 00 | Self-Contained Flow Controllers | 2 | Title changed for reorganization | 22-40 92 00 | Primary Control Devices | 2
22-40 92 00 | Self-Contained Flow Controllers | 2 | Number changed for reorganization | 22-40 92 33 | Self-Contained Flow Controllers | 3
22-40 92 00 | Self-Contained Flow Controllers | 2 | Number changed for reorganization | 22-40 92 33 | Self-Contained Flow Controllers | 3
22-40 93 00 | Linear Actuators and Positioners | 2 | Number changed for reorganization | 22-40 92 36 | Linear Actuators and Positioners | 3
22-40 93 00 | Linear Actuators and Positioners | 2 | Title changed for reorganization | 22-40 93 00 | Analog Controllers/Recorders | 2
22-40 94 00 | Self-Contained Pressure Regulators | 2 | Number changed for reorganization | 22-40 92 39 | Self-Contained Pressure Regulators | 3
22-40 94 00 | Self-Contained Pressure Regulators | 2 | Title changed for reorganization | 22-40 94 00 | Digital Process Controllers | 2
22-40 95 00 | Rotary Actuators | 2 | Number changed for reorganization | 22-40 92 43 | Rotary Actuators | 3
22-40 95 00 | Rotary Actuators | 2 | Title changed for reorganization | 22-40 95 00 | Process Control Hardware | 2
22-40 96 00 | Saturable Core Reactors | 2 | Title changed for reorganization | 22-40 96 00 | Process Control Software | 2
22-40 96 00 | Saturable Core Reactors | 2 | Number changed for reorganization | 22-40 92 46 | Saturable Core Reactors | 3
22-40 97 00 | Variable Frequency Drives | 2 | Number changed for reorganization | 22-40 92 49 | Variable Frequency Drives | 3
22-40 97 00 | Variable Frequency Drives | 2 | Title changed for reorganization | 22-40 97 00 | Process Control Auxiliary Devices | 2
22-41 01 52 | Operation and Maintenance of Bulk Materials Storage | 3 | New Listing
22-41 01 52 13 | Storage Bin and Hopper Cleaning | 4 | New Listing
22-41 01 52 16 | Silo Cleaning | 4 | New Listing
22-41 05 00 | Common Work Results for Material Processing and Handling Equipment | 2 | New Listing
22-41 05 05 | Selective Demolition for Material Processing and Handling Equipment | 3 | New Listing
22-41 52 16 23 | Concrete Cone-Bottom Silos | 4 | New Listing
22-41 52 16 26 | Concrete Masonry Cone-Bottom Silos | 4 | New Listing
22-41 52 16 29 | Steel Cone-Bottom Silos | 4 | New Listing
22-41 52 41 | Pneumatic, Block-Distributed Materials Fluidizing System for Flat-Bottom Bins and Silos | 3 | New Listing
22-41 52 43 | Aerated Trough Materials Fluidizing System for Flat-Bottom Bins and Silos | 3 | New Listing
22-41 52 46 | Pad-Mounted Aerated Disc Materials Fluidizing System for Cone-Bottom Bins and Silos | 3 | New Listing
22-42 05 00 | Common Work Results for Process Heating, Cooling, and Drying Equipment | 2 | New Listing
22-42 05 05 | Selective Demolition for Process Heating, Cooling, and Drying Equipment | 3 | New Listing
22-43 05 05 | Selective Demolition for Process Gas and Liquid Handling, Purification, and Storage Equipment | 3 | New Listing
22-43 20 00 | Liquid Handling Equipment | 2 | Deleted for reorganization. Now under 33 44 11, 33 44 13, 43 20 00 | 22-33 45 00 | Storm Utility Drainage Pumps | 2
22-43 20 00 | Liquid Handling Equipment | 2 | Deleted for reorganization. Now under 23 12 00, 43 20 00 | 22-33 52 19 23 | Diesel Fuel Pumps | 4
22-43 20 00 | Liquid Handling Equipment | 2 | Deleted for reorganization. Now under 23 12 00, 43 20 00 | 22-33 52 43 23 | Aviation Fuel Pumps | 4
22-43 21 13 24 | Overhung Close-coupled High-speed Integral Gear Centrifugal Pumps | 4 | Number and Title changed for reorganization | 22-43 21 26 | Gear Liquid Pumps | 3
22-43 22 11 | Process Water Electronic Conditioning Equipment | 3 | New Listing
22-43 23 00 | Dry Location Liquid Pumps | 2 | Number and Title deleted for reorganization. Now under multiple liquid pump types under 43 23 00 Dry Location Liquid Pumps | 22-43 21 00 | Liquid Pumps | 2
22-43 23 00 | Dry Location Liquid Pumps | 2 | Number and Title deleted for reorganization. Now under multiple centrifugal liquid pump types under 43 23 00 Dry Location Liquid Pumps | 22-43 21 13 | Centrifugal Liquid Pumps | 3
22-43 23 00 | Dry Location Liquid Pumps | 2 | Number and Title deleted for reorganization. Now under multiple diaphragm pump types under 43 23 00 Dry Location Liquid Pumps | 22-43 21 16 | Diaphragm Liquid Pumps | 3
22-43 23 00 | Dry Location Liquid Pumps | 2 | Number and Title deleted for reorganization. Now under multiple dispensing liquid pump types under 43 23 00 Dry Location Liquid Pumps | 22-43 21 19 | Dispensing Liquid Pumps | 3
22-43 23 00 | Dry Location Liquid Pumps | 2 | Number and Title deleted for reorganization. Now under multiple drum liquid pump types under 43 23 00 Dry Location Liquid Pumps | 22-43 21 23 | Drum Liquid Pumps | 3
22-43 23 00 | Dry Location Liquid Pumps | 2 | Number and Title deleted for reorganization. Now under multiple piston/plunger liquid pump types under 43 23 00 Dry Location Liquid Pumps | 22-43 21 33 | Piston/Plunger Liquid Pumps | 3
22-43 23 00 | Dry Location Liquid Pumps | 2 | Number and Title deleted for reorganization. Now under multiple positive displacement liquid pump types under 43 23 00 Dry Location Liquid Pumps | 22-43 21 36 | Positive Displacement Liquid Pumps | 3
22-43 23 00 | Dry Location Liquid Pumps | 2 | New Listing
22-43 23 13 | Overhung Horizontal Centrifugal Pumps | 3 | New Listing
22-43 23 13 13 | Overhung Flexibly-Coupled Horizontal Axial Flow Centrifugal Pumps | 4 | New Listing
22-43 23 13 14 | Overhung Flexibly-Coupled Horizontal Frame-Mounted Centrifugal Pumps | 4 | New Listing
22-43 23 13 17 | Overhung Flexibly-Coupled Horizontal Foot-Mounted Centrifugal Pumps | 4 | New Listing
22-43 23 13 19 | Overhung Flexibly-Coupled Horizontal Foot-Mounted Self-Priming Centrifugal Pumps | 4 | New Listing
22-43 23 13 21 | Overhung Flexibly-Coupled Horizontal Centerline-Mounted Centrifugal Pumps | 4 | New Listing
22-43 23 13 23 | Overhung Flexibly-Coupled, Magnetic Drive, Sealless Horizontal Centrifugal Pumps | 4 | New Listing
22-43 23 13 24 | Overhung Close-Coupled High-Speed Integral Gear Centrifugal Pumps | 4 | New Listing
22-43 23 13 27 | Overhung Close-Coupled Horizontal Centrifugal Pumps | 4 | New Listing
22-43 23 13 29 | Overhung Close-Coupled Sealless With Canned Motor Horizontal Centrifugal Pumps | 4 | New Listing
22-43 23 21 | Between-Bearings Impeller Centrifugal Pumps | 3 | New Listing
22-43 23 21 13 | Between-Bearings Impeller, One- and Two-Stage Axially-Split Centrifugal Pumps | 4 | New Listing
22-43 23 21 14 | Between-Bearings Impeller, One- and Two-Stage, Radially-Split Centrifugal Pumps | 4 | New Listing
22-43 23 21 17 | Between-Bearings Impeller, Multiple-Stage, Axially-Split Centrifugal Pumps | 4 | New Listing
22-43 23 21 19 | Between-Bearings Impeller, Multiple-Stage, Radially-Split Centrifugal Pumps | 4 | New Listing
22-43 23 21 21 | Between-Bearings Impeller, Multiple-Stage, Radially-Split, Single Casing Centrifugal Pumps | 4 | New Listing
22-43 23 21 23 | Overhung Close-Coupled Vertical End Suction Centrifugal Pumps | 4 | New Listing
22-43 23 31 | Vertical Centrifugal Pumps | 3 | New Listing
22-43 23 31 13 | Overhung Flexibly-coupled Vertical Centrifugal Pumps | 4 | New Listing
22-43 23 31 14 | Overhung Flexibly-coupled Vertical Inline Centrifugal Pumps | 4 | New Listing
22-43 23 31 17 | Overhung Flexibly-coupled Vertical End-suction Centrifugal Pumps | 4 | New Listing
22-43 23 31 19 | Overhung Flexibly-coupled, Magnetic Drive, Sealless Vertical Centrifugal Pumps | 4 | New Listing
22-43 23 31 21 | Overhung Close-coupled Vertical Inline Centrifugal Pumps | 4 | New Listing
22-43 23 31 23 | Overhung Close-coupled Vertical End Suction Centrifugal Pumps | 4 | New Listing
22-43 23 31 24 | Overhung Close-Coupled Sealless With Canned Motor Vertical Centrifugal Pumps | 4 | New Listing
22-43 23 31 27 | Overhung Rigidly-Coupled Vertical Inline Centrifugal Pumps | 4 | New Listing
22-43 23 31 29 | Overhung Close-Coupled Vertical Centrifugal Pumps | 4 | New Listing
22-43 23 51 | Vane Pumps | 3 | Number and Title changed for reorganization | 22-43 21 46 | Vane Liquid Pumps | 3
22-43 23 51 | Vane Pumps | 3 | New Listing
22-43 23 53 | Piston Pumps | 3 | New Listing
22-43 23 53 13 | Piston Axial Rotary Pumps | 4 | New Listing
22-43 23 53 23 | Piston Radial Rotary Pumps | 4 | New Listing
22-43 23 53 33 | Circumferential Single-Piston Rotary Pumps | 4 | New Listing
22-43 23 53 36 | Circumferential Multiple-Piston Rotary Pumps | 4 | New Listing
22-43 23 54 | Flexible Member Pumps | 3 | New Listing
22-43 23 54 13 | Flexible Tube Rotary Pumps | 4 | New Listing
22-43 23 54 23 | Flexible Vane Rotary Pumps | 4 | New Listing
22-43 23 54 23 | Flexible Vane Rotary Pumps | 4 | Number and Title changed for reorganization | 22-43 21 46 | Vane Liquid Pumps | 3
22-43 23 54 33 | Flexible Liner Rotary Pumps | 4 | New Listing
22-43 23 56 | Gear Pumps | 3 | Number and Title changed for reorganization | 22-43 21 26 | Gear Liquid Pumps | 3
22-43 23 56 13 | External Gear Rotary Pumps | 4 | New Listing
22-43 23 56 23 | Internal Gear Rotary Pumps | 4 | New Listing
22-43 23 57 | Progressing Cavity Pumps | 3 | New Listing
22-43 23 58 | Lobe Pumps | 3 | New Listing
22-43 23 58 13 | Single-Lobe Rotary Pumps | 4 | New Listing
22-43 23 58 23 | Multiple-Lobe Rotary Pumps | 4 | New Listing
22-43 23 59 | Screw Pumps | 3 | New Listing
22-43 23 59 13 | Single-Screw Rotary Pumps | 4 | New Listing
22-43 23 59 23 | Multiple-Screw Rotary Pumps | 4 | New Listing
22-43 23 71 | Air-Operated Diaphragm Reciprocating Pumps | 3 | New Listing
22-43 23 71 13 | Air-Operated Diaphragm Simplex Single-Acting Reciprocating Pumps | 4 | New Listing
22-43 23 71 23 | Air-Operated Diaphragm Simplex Double-Acting Reciprocating Pumps | 4 | New Listing
22-43 23 71 33 | Air-Operated Diaphragm Duplex Single-Acting Reciprocating Pumps | 4 | New Listing
22-43 23 71 43 | Air-Operated Diaphragm Duplex Double-Acting Reciprocating Pumps | 4 | New Listing
22-43 23 72 | Air-Operated Bellows Reciprocating Pumps | 3 | New Listing
22-43 23 72 13 | Air-Operated Bellows Simplex Single-Acting Reciprocating Pumps | 4 | New Listing
22-43 23 72 23 | Air-Operated Bellows Simplex Double-Acting Reciprocating Pumps | 4 | New Listing
22-43 23 72 33 | Air-Operated Bellows Duplex Single-Acting Reciprocating Pumps | 4 | New Listing
22-43 23 72 43 | Air-Operated Bellows Duplex Double-Acting Reciprocating Pumps | 4 | New Listing
22-43 23 73 | Air-Operated Piston Reciprocating Pumps | 3 | New Listing
22-43 23 73 13 | Air-Operated Piston Simplex Single-Acting Reciprocating Pumps | 4 | New Listing
22-43 23 73 23 | Air-Operated Piston Simplex Double-Acting Reciprocating Pumps | 4 | New Listing
22-43 23 73 33 | Air-Operated Piston Duplex Single-Acting Reciprocating Pumps | 4 | New Listing
22-43 23 73 43 | Air-Operated Piston Duplex Double-Acting Reciprocating Pumps | 4 | New Listing
22-43 23 74 | Steam Horizontal Reciprocating Pumps | 3 | New Listing
22-43 23 74 13 | Steam Horizontal Double-Acting Piston Simplex Reciprocating Pumps | 4 | New Listing
22-43 23 74 23 | Steam Horizontal Double-Acting Piston Duplex Reciprocating Pumps | 4 | New Listing
22-43 23 74 33 | Steam Horizontal Double-Acting Plunger Simplex Reciprocating Pumps | 4 | New Listing
22-43 23 74 43 | Steam Horizontal Double-Acting Plunger Duplex Reciprocating Pumps | 4 | New Listing
22-43 23 75 | Steam Vertical Reciprocating Pumps | 3 | New Listing
22-43 23 75 13 | Steam Vertical Double-Acting Piston Simplex Reciprocating Pumps | 4 | New Listing
22-43 23 75 23 | Steam Vertical Double-Acting Piston Duplex Reciprocating Pumps | 4 | New Listing
22-43 23 75 33 | Steam Vertical Double-Acting Plunger Simplex Reciprocating Pumps | 4 | New Listing
22-43 23 75 43 | Steam Vertical Double-Acting Plunger Duplex Reciprocating Pumps | 4 | New Listing
22-43 23 76 | Power Horizontal Reciprocating Pumps | 3 | New Listing
22-43 23 76 11 | Power Horizontal Single-Acting Piston Simplex Reciprocating Pumps | 4 | New Listing
22-43 23 76 12 | Power Horizontal Single-Acting Piston Duplex Reciprocating Pumps | 4 | New Listing
22-43 23 76 13 | Power Horizontal Single-Acting Piston Multiplex Reciprocating Pumps | 4 | New Listing
22-43 23 76 21 | Power Horizontal Single-Acting Plunger Simplex Reciprocating Pumps | 4 | New Listing
22-43 23 76 22 | Power Horizontal Single-Acting Plunger Duplex Reciprocating Pumps | 4 | New Listing
22-43 23 76 23 | Power Horizontal Single-Acting Plunger Multiplex Reciprocating Pumps | 4 | New Listing
22-43 23 76 31 | Power Horizontal Double-Acting Piston Simplex Reciprocating Pumps | 4 | New Listing
22-43 23 76 32 | Power Horizontal Double-Acting Piston Duplex Reciprocating Pumps | 4 | New Listing
22-43 23 76 33 | Power Horizontal Double-Acting Piston Multiplex Reciprocating Pumps | 4 | New Listing
22-43 23 76 41 | Power Horizontal Double-Acting Plunger Simplex Reciprocating Pumps | 4 | New Listing
22-43 23 76 42 | Power Horizontal Double-Acting Plunger Duplex Reciprocating Pumps | 4 | New Listing
22-43 23 76 43 | Power Horizontal Double-Acting Plunger Multiplex Reciprocating Pumps | 4 | New Listing
22-43 23 77 | Power Vertical Reciprocating Pumps | 3 | New Listing
22-43 23 77 11 | Power Vertical Single-Acting Piston Simplex Reciprocating Pumps | 4 | New Listing
22-43 23 77 12 | Power Vertical Single-Acting Piston Duplex Reciprocating Pumps | 4 | New Listing
22-43 23 77 13 | Power Vertical Single-Acting Piston Multiplex Reciprocating Pumps | 4 | New Listing
22-43 23 77 21 | Power Vertical Single-Acting Plunger Simplex Reciprocating Pumps | 4 | New Listing
22-43 23 77 22 | Power Vertical Single-Acting Plunger Duplex Reciprocating Pumps | 4 | New Listing
22-43 23 77 23 | Power Vertical Single-Acting Plunger Multiplex Reciprocating Pumps | 4 | New Listing
22-43 23 77 31 | Power Vertical Double-Acting Piston Simplex Reciprocating Pumps | 4 | New Listing
22-43 23 77 32 | Power Vertical Double-Acting Piston Duplex Reciprocating Pumps | 4 | New Listing
22-43 23 77 33 | Power Vertical Double-Acting Piston Multiplex Reciprocating Pumps | 4 | New Listing
22-43 23 77 41 | Power Vertical Double-Acting Plunger Simplex Reciprocating Pumps | 4 | New Listing
22-43 23 77 42 | Power Vertical Double-Acting Plunger Duplex Reciprocating Pumps | 4 | New Listing
22-43 23 77 43 | Power Vertical Double-Acting Plunger Multiplex Reciprocating Pumps | 4 | New Listing
22-43 23 78 | Controlled Volume Horizontal Reciprocating Pumps | 3 | Number and Title deleted for reorganization. Now under 43 23 78 Controlled Volume Horizontal Reciprocating Pumps | 22-43 21 29 | Metering Liquid Pumps | 3
22-43 23 78 | Controlled Volume Horizontal Reciprocating Pumps | 3 | New Listing
22-43 23 78 11 | Controlled Volume Horizontal Packed Plunger Simplex Reciprocating Pumps | 4 | New Listing
22-43 23 78 12 | Controlled Volume Horizontal Packed Plunger Duplex Reciprocating Pumps | 4 | New Listing
22-43 23 78 13 | Controlled Volume Horizontal Packed Plunger Multiplex Reciprocating Pumps | 4 | New Listing
22-43 23 78 21 | Controlled Volume Horizontal Packed Piston Simplex Reciprocating Pumps | 4 | New Listing
22-43 23 78 22 | Controlled Volume Horizontal Packed Piston Duplex Reciprocating Pumps | 4 | New Listing
22-43 23 78 23 | Controlled Volume Horizontal Packed Piston Multiplex Reciprocating Pumps | 4 | New Listing
22-43 23 78 31 | Controlled Volume Horizontal Mechanically-Coupled Diaphragm Simplex Reciprocating Pumps | 4 | New Listing
22-43 23 78 32 | Controlled Volume Horizontal Mechanically-Coupled Diaphragm Duplex Reciprocating Pumps | 4 | New Listing
22-43 23 78 33 | Controlled Volume Horizontal Mechanically-Coupled Diaphragm Multiplex Reciprocating Pumps | 4 | New Listing
22-43 23 78 34 | Controlled Volume Horizontal Hydraulically-Coupled Diaphragm Simplex Reciprocating Pumps | 4 | New Listing
22-43 23 78 35 | Controlled Volume Horizontal Hydraulically-Coupled Diaphragm Duplex Reciprocating Pumps | 4 | New Listing
22-43 23 78 36 | Controlled Volume Horizontal Hydraulically-Coupled Diaphragm Multiplex Reciprocating Pumps | 4 | New Listing
22-43 23 79 | Controlled Volume Vertical Reciprocating Pumps | 3 | Number and Title deleted for reorganization. Now under 43 23 79 Controlled Volume Vertical Reciprocating Pumps | 22-43 21 29 | Metering Liquid Pumps | 3
22-43 23 79 | Controlled Volume Vertical Reciprocating Pumps | 3 | New Listing
22-43 23 79 11 | Controlled Volume Vertical Packed Plunger Simplex Reciprocating Pumps | 4 | New Listing
22-43 23 79 12 | Controlled Volume Vertical Packed Plunger Duplex Reciprocating Pumps | 4 | New Listing
22-43 23 79 13 | Controlled Volume Vertical Packed Plunger Multiplex Reciprocating Pumps | 4 | New Listing
22-43 23 79 21 | Controlled Volume Vertical Packed Piston Simplex Reciprocating Pumps | 4 | New Listing
22-43 23 79 22 | Controlled Volume Vertical Packed Piston Duplex Reciprocating Pumps | 4 | New Listing
22-43 23 79 23 | Controlled Volume Vertical Packed Piston Multiplex Reciprocating Pumps | 4 | New Listing
22-43 23 79 31 | Controlled Volume Vertical Mechanically-Coupled Diaphragm Simplex Reciprocating Pumps | 4 | New Listing
22-43 23 79 32 | Controlled Volume Vertical Mechanically-Coupled Diaphragm Duplex Reciprocating Pumps | 4 | New Listing
22-43 23 79 33 | Controlled Volume Vertical Mechanically-Coupled Diaphragm Multiplex Reciprocating Pumps | 4 | New Listing
22-43 23 79 34 | Controlled Volume Vertical Hydraulically-Coupled Diaphragm Simplex Reciprocating Pumps | 4 | New Listing
22-43 23 79 35 | Controlled Volume Vertical Hydraulically-Coupled Diaphragm Duplex Reciprocating Pumps | 4 | New Listing
22-43 23 79 36 | Controlled Volume Vertical Hydraulically-Coupled Diaphragm Multiplex Reciprocating Pumps | 4 | New Listing
22-43 24 00 | Suspended Liquid Pumps | 2 | Number and Title deleted for reorganization. Now under multiple liquid pump types under 43 24 00 Suspended Liquid Pumps | 22-43 21 00 | Liquid Pumps | 2
22-43 24 00 | Suspended Liquid Pumps | 2 | Number and Title deleted for reorganization. Now under multiple centrifugal liquid pump types under 43 24 00 Suspended Liquid Pumps | 22-43 21 13 | Centrifugal Liquid Pumps | 3
22-43 24 00 | Suspended Liquid Pumps | 2 | Number and Title deleted for reorganization. Now under multiple dispensing liquid pump types under 43 24 00 Suspended Liquid Pumps | 22-43 21 19 | Dispensing Liquid Pumps | 3
22-43 24 00 | Suspended Liquid Pumps | 2 | Number and Title deleted for reorganization. Now under multiple drum liquid pump types under 43 24 00 Suspended Liquid Pumps | 22-43 21 23 | Drum Liquid Pumps | 3
22-43 24 00 | Suspended Liquid Pumps | 2 | Number and Title deleted for reorganization. Now under multiple submersible liquid pump types under 43 24 00 Suspended Liquid Pumps | 22-43 21 39 | Submersible Liquid Pumps | 3
22-43 24 00 | Suspended Liquid Pumps | 2 | New Listing
22-43 24 00 | Suspended Liquid Pumps | 2 | Number and Title deleted for reorganization. Now under multiple positive displacement liquid pump types under 43 24 00 Suspended Liquid Pumps | 22-43 21 36 | Positive Displacement Liquid Pumps | 3
22-43 24 11 | Vertically Suspended Single-Casing Submersible Centrifugal Pumps | 3 | New Listing
22-43 24 13 | Vertically Suspended Single-Casing Discharge-Through-Column Centrifugal Pumps | 3 | New Listing
22-43 24 13 13 | Vertically Suspended Single-Casing Discharge-Through-Column Diffuser Centrifugal Pumps | 4 | New Listing
22-43 24 13 23 | Vertically Suspended Single-Casing Discharge-Through-Column Volute Centrifugal Pumps | 4 | New Listing
22-43 24 13 33 | Vertically Suspended Single-Casing Discharge-Through-Column Axial Flow Centrifugal Pumps | 4 | New Listing
22-43 24 16 | Vertically Suspended Single-casing Separate Discharge (Sump) Centrifugal Pumps | 3 | Number and Title changed for reorganization | 22-43 21 43 | Sump Liquid Pumps | 3
22-43 24 16 | Vertically Suspended Single-Casing Separate Discharge (Sump) Centrifugal Pumps | 3 | New Listing
22-43 24 16 13 | Vertically Suspended Single-Casing Separate Discharge (Sump) Line Shaft Centrifugal Pumps | 4 | New Listing
22-43 24 16 23 | Vertically Suspended Single-Casing Separate Discharge (Sump) Cantilever Centrifugal Pumps | 4 | New Listing
22-43 24 21 | Vertically Suspended Double-Casing Centrifugal Pumps | 3 | New Listing
22-43 24 21 13 | Vertically Suspended Double-Casing Diffuser Centrifugal Pumps | 4 | New Listing
22-43 24 21 23 | Vertically Suspended Double-Casing Volute Centrifugal Pumps | 4 | New Listing
22-43 24 26 | Vertically Suspended Inline Casing Diffuser Centrifugal Pumps | 3 | New Listing
22-43 24 41 | Archimedes Screw Pumps | 3 | New Listing
22-43 24 41 13 | Positive-Displacement Inclined Open Archimedes Screw-type Pumps | 4 | New Listing
22-43 24 41 23 | Positive-Displacement Inclined Closed-casing Archimedes Screw-type Pumps | 4 | New Listing
22-43 25 00 | Submersible/Immersible Liquid Pumps | 2 | Number and Title deleted for reorganization. Now under multiple liquid pump types under 43 25 00 Submersible/Immersible Liquid Pumps | 22-43 21 00 | Liquid Pumps | 2
22-43 25 00 | Submersible/Immersible Liquid Pumps | 2 | Number and Title deleted for reorganization. Now under multiple centrifugal liquid pump types under 43 25 00 Submersible/Immersible Liquid Pumps | 22-43 21 13 | Centrifugal Liquid Pumps | 3
22-43 25 00 | Submersible/Immersible Liquid Pumps | 2 | Number and Title deleted for reorganization. Now under multiple dispensing liquid pump types under 43 25 00 Submersible/Immersible Liquid Pumps | 22-43 21 19 | Dispensing Liquid Pumps | 3
22-43 25 00 | Submersible/Immersible Liquid Pumps | 2 | Number and Title deleted for reorganization. Now under multiple drum liquid pump types under 43 25 00 Submersible/Immersible Liquid Pumps | 22-43 21 23 | Drum Liquid Pumps | 3
22-43 25 00 | Submersible/Immersible Liquid Pumps | 2 | Number and Title deleted for reorganization. Now under multiple positive displacement liquid pump types under 43 25 00 Submersible/Immersible Liquid Pumps | 22-43 21 36 | Positive Displacement Liquid Pumps | 3
22-43 25 00 | Submersible/Immersible Liquid Pumps | 2 | Number and Title deleted for reorganization. Now under multiple submersible liquid pump types under 43 25 00 Submersible/Immersible Liquid Pumps | 22-43 21 39 | Submersible Liquid Pumps | 3
22-43 25 00 | Submersible/Immersible Liquid Pumps | 2 | New Listing
22-43 25 13 | Overhung Close-Coupled Submersible Centrifugal Pumps | 3 | New Listing
22-43 25 13 13 | Overhung Close-Coupled Submersible Diffuser Centrifugal Pumps | 4 | New Listing
22-43 25 13 23 | Overhung Close-Coupled Submersible Volute Centrifugal Pumps | 4 | New Listing
22-43 25 50 | Positive Displacement Submersible Liquid Pumps | 3 | New Listing
22-43 26 00 | Specialized Liquid Pumps | 2 | Number and Title deleted for reorganization. Now under multiple liquid pump types under 43 26 00 Specialized Liquid Pumps | 22-43 21 00 | Liquid Pumps | 2
22-43 26 00 | Specialized Liquid Pumps | 2 | Number and Title deleted for reorganization. Now under multiple centrifugal liquid pump types under 43 26 00 Specialized Liquid Pumps | 22-43 21 13 | Centrifugal Liquid Pumps | 3
22-43 26 00 | Specialized Liquid Pumps | 2 | Number and Title deleted for reorganization. Now under multiple dispensing liquid pump types under 43 26 00 Specialized Liquid Pumps | 22-43 21 19 | Dispensing Liquid Pumps | 3
22-43 26 00 | Specialized Liquid Pumps | 2 | Number and Title deleted for reorganization. Now under multiple drum liquid pump types under 43 26 00 Specialized Liquid Pumps | 22-43 21 23 | Drum Liquid Pumps | 3
22-43 26 00 | Specialized Liquid Pumps | 2 | Number and Title deleted for reorganization. Now under multiple submersible liquid pump types under 43 26 00 Specialized Liquid Pumps | 22-43 21 39 | Submersible Liquid Pumps | 3
22-43 26 00 | Specialized Liquid Pumps | 2 | New Listing
22-43 26 13 | Submersible Grinder Pumps | 3 | New Listing
22-43 26 30 | Regenerative Centrifugal Pumps | 3 | New Listing
22-43 26 30 13 | Overhung Impeller Regenerative Turbine Pumps | 4 | New Listing
22-43 26 30 21 | Overhung Impeller Single-Stage Regenerative Turbine Pumps | 4 | New Listing
22-43 26 30 23 | Overhung Impeller Two-Stage Regenerative Turbine Pumps | 4 | New Listing
22-43 26 30 26 | Between-Bearings Impeller Regenerative Turbine Pumps | 4 | New Listing
22-43 26 30 27 | Between-Bearings Impeller Single-Stage Regenerative Turbine Pumps | 4 | New Listing
22-43 26 30 29 | Between-Bearings Impeller Two-Stage Regenerative Turbine Pumps | 4 | New Listing
22-43 26 40 | Regenerative Turbine Pumps | 3 | New Listing
22-43 26 60 | Regenerative Vacuum Pumps | 3 | New Listing
22-43 26 70 | Rotating-Case Pumps | 3 | New Listing
22-44 05 05 | Selective Demolition for Pollution and Waste Control Equipment | 3 | New Listing
22-45 05 00 | Common Work Results for Industry-Specific Manufacturing Equipment | 2 | New Listing
22-45 05 05 | Selective Demolition for Industry-Specific Manufacturing Equipment | 3 | New Listing
22-46 00 00 | Water and Wastewater Equipment | 1 | Deleted for reorganization. Now under 46 00 00, 31 00 00 | 22-33 38 00 | Treatment Lagoons | 2
22-46 00 00 | Water and Wastewater Equipment | 1 | Deleted for reorganization. Now under 46 00 00, 31 00 00 | 22-33 38 13 | Municipal Wastewater Treatment Lagoons | 3
22-46 00 00 | Water and Wastewater Equipment | 1 | Deleted for reorganization. Now under 46 00 00, 31 00 00 | 22-33 38 16 | Industrial Waste Lagoons | 3
22-46 00 00 | Water and Wastewater Equipment | 1 | Deleted for reorganization. Now under 46 00 00, 31 00 00 | 22-33 38 23 | Agricultural Waste Lagoons | 3
22-46 00 00 | Water and Wastewater Equipment | 1 | Deleted for reorganization. Now under 46 00 00, 31 00 00 | 22-33 38 26 | Residential Sewerage Lagoons | 3
22-46 01 00 | Operation and Maintenance of Water and Wastewater Equipment | 2 | Deleted for reorganization. Now under 46 01 00, 31 01 20 | 22-33 01 30 52 | Pond and Reservoir Maintenance | 4
22-46 05 05 | Selective Demolition for Water and Wastewater Equipment | 3 | New Listing
22-46 63 32 | Water Vapor Compression Distillation Equipment | 3 | New Listing
22-48 05 05 | Selective Demolition for Electrical Power Generation | 3 | New Listing
22-48 30 00 | Combined Heat and Power Generation | 2 | New Listing
22-48 31 00 | Combustion Combined Heat and Power Generation | 2 | New Listing
22-48 31 13 | Natural Gas-Fueled Combined Heat and Power Generation | 3 | New Listing
22-48 31 16 | Biomass-Fueled Combined Heat and Power Generation | 3 | New Listing