## Training Data
equipment_tag | manufacturer | model | category_name | omniclass_code | uniformat_code | masterformat_code | mcaa_system_category | CategoryID | OmniClassID | UniFormatID | MasterFormatID | MCAAID | LocationID | service_life | Precon_System | Drawing_Abbreviation | Precon_Tag | System_Type_ID | Equip_Name_ID | Sub_System_ID | Sub_System_Class | Class_ID | Unit
EQ-001 | Trane | CVHE-500 | Chiller | 23-33 13 13 | D3030.10 | 23 64 16 | HVAC Equipment | 101 | 2331313 | D303010 | 236416 | H | 1 | 20 | Cooling | CH | CH-01 | H | CHLR | CW | CENT | 1 | tons
EQ-002 | Carrier | 30XA-252 | Chiller | 23-33 13 13 | D3030.10 | 23 64 16 | HVAC Equipment | 101 | 2331313 | D303010 | 236416 | H | 1 | 15 | Cooling | CH | CH-02 | H | CHLR | CW | AIR | 1 | tons
EQ-003 | Bell & Gossett | e-1510 | Pump | 23-21 13 13 | D3020.10 | 23 21 23 | Hot Water Systems | 102 | 2321313 | D302010 | 232123 | H | 2 | 10 | Heating | P | P-01 | H | PUMP | HW | CENT | 2 | gpm

## Instructions
Mechanical Equipment Training Data Template
Column Name | Description
equipment_tag | Unique identifier for the equipment (e.g., EQ-001)
manufacturer | Equipment manufacturer (e.g., Trane, Carrier)
model | Equipment model number (e.g., CVHE-500)
category_name | Equipment category name (e.g., Chiller, Pump)
omniclass_code | OmniClass classification code (e.g., 23-33 13 13)
uniformat_code | Uniformat classification code (e.g., D3030.10)
masterformat_code | MasterFormat classification code (e.g., 23 64 16)
mcaa_system_category | MCAA system category (e.g., HVAC Equipment, Plumbing Equipment)
CategoryID | Category ID (integer)
OmniClassID | OmniClass ID (integer)
UniFormatID | Uniformat ID (integer)
MasterFormatID | MasterFormat ID (integer)
MCAAID | MCAA ID (e.g., H for HVAC, P for Plumbing)
LocationID | Location ID (integer)
service_life | Expected service life in years (float)
Precon_System | Precon system (e.g., Cooling, Heating)
Drawing_Abbreviation | Drawing abbreviation (e.g., CH for Chiller)
Precon_Tag | Precon tag (e.g., CH-01)
System_Type_ID | System type ID (e.g., H for HVAC)
Equip_Name_ID | Equipment name ID (e.g., CHLR for Chiller)
Sub_System_ID | Sub-system ID (e.g., CW for Chilled Water)
Sub_System_Class | Sub-system class (e.g., CENT for Centrifugal)
Class_ID | Class ID (integer)
Unit | Unit of measurement (e.g., tons, gpm)
General Instructions
This template is for training data for the Mechanical Equipment Classifier.
Fill in the data for each piece of equipment, one row per equipment.
Required columns are marked with an asterisk (*) in the description.
Use the Training Data sheet to enter your data.
You can add as many rows as needed.
Save the file as a CSV when you're done for use with the classifier.

## Sheet1
Asset Category,Equip Name ID,Trade,Precon System,Operations System,Title,Drawing Abbreviation,Precon Tag,System Type ID,Sub System Type,Sub System ID,Sub System Class,Class ID,Equipment Size,Unit,Service Maintenance Hrs,Service Life
Fixture,FIX,PL,Fixtures,Fixtures,Access Panel,AP,Other,P,Other,OTH,Access Panel,AP,0,N/A,0.5,25
Tank,TNK,PL,Sanitary Equipment,Sanitary Waste,Acid Neutralization Tank,ANT,Other,P,Acid Neutralization,NEU,All,,2,INCHES,0,15
Tank,TNK,PL,Sanitary Equipment,Sanitary Waste,Acid Neutralization Tank,ANT,Other,P,Acid Neutralization,NEU,All,,4,INCHES,0,15
Tank,TNK,PL,Sanitary Equipment,Sanitary Waste,Acid Neutralization Tank,ANT,Other,P,Acid Neutralization,NEU,All,,6,INCHES,0,15
Fixture,FIX,PL,Fixtures,Fixtures,Air Admittance Valve,AAV,WV,P,Waste & Vent,WV,Air Admittance Valve,AAV,0,N/A,0.5,15
Air Compressor,AC,PL,Medical/Lab Gas Plant,Medical/Lab Gas,Air Compressor,AC,COMP,P,Air Cooled,AIR,Receiver,RCV,5,HP,5,15
Air Compressor,AC,PL,Medical/Lab Gas Plant,Medical/Lab Gas,Air Compressor,AC,COMP,P,Air Cooled,AIR,Receiver,RCV,15,HP,6,15
Air Compressor,AC,PL,Medical/Lab Gas Plant,Medical/Lab Gas,Air Compressor,AC,COMP,P,Air Cooled,AIR,Receiver,RCV,50,HP,8,15
Air Compressor,AC,PL,Medical/Lab Gas Plant,Medical/Lab Gas,Air Compressor,AC,COMP,P,Air Cooled,AIR,Receiver,RCV,100,HP,12,15
Air Compressor,AC,PL,Medical/Lab Gas Plant,Medical/Lab Gas,Air Compressor,AC,COMP,P,Air Cooled,AIR,Receiver,RCV,250,HP,20,15
Air Compressor,AC,PL,Medical/Lab Gas Plant,Medical/Lab Gas,Air Compressor,AC,COMP,P,Air Cooled,AIR,Screw,SCW,15,HP,6,15
Air Compressor,AC,PL,Medical/Lab Gas Plant,Medical/Lab Gas,Air Compressor,AC,COMP,P,Air Cooled,AIR,Screw,SCW,50,HP,8,15
Air Compressor,AC,PL,Medical/Lab Gas Plant,Medical/Lab Gas,Air Compressor,AC,COMP,P,Air Cooled,AIR,Screw,SCW,100,HP,12,15
Air Compressor,AC,PL,Medical/Lab Gas Plant,Medical/Lab Gas,Air Compressor,AC,COMP,P,Air Cooled,AIR,Screw,SCW,250,HP,20,15
Air Compressor,AC,PL,Medical/Lab Gas Plant,Medical/Lab Gas,Air Compressor,AC,COMP,P,Water Cooled,WTR,Centrifugal,CNT,250,HP,32,15
Air Compressor,AC,PL,Medical/Lab Gas Plant,Medical/Lab Gas,Air Compressor,AC,COMP,P,Water Cooled,WTR,Centrifugal,CNT,250,HP,32,15
Air Compressor,AC,PL,Medical/Lab Gas Plant,Medical/Lab Gas,Air Compressor,AC,COMP,P,Water Cooled,WTR,Centrifugal,CNT,250,HP,32,15
Air Compressor,AC,PL,Medical/Lab Gas Plant,Medical/Lab Gas,Air Compressor,AC,COMP,P,Water Cooled,WTR,Centrifugal,CNT,250,HP,32,15
Air Compressor,AC,PL,Medical/Lab Gas Plant,Medical/Lab Gas,Air Compressor,AC,COMP,P,Water Cooled,WTR,Centrifugal,CNT,1000,HP,60,15
Air Compressor,AC,PL,Medical/Lab Gas Plant,Medical/Lab Gas,Air Compressor,AC,COMP,P,Water Cooled,WTR,Centrifugal,CNT,3000,HP,90,15
Air Compressor,AC,PL,Medical/Lab Gas Plant,Medical/Lab Gas,Air Compressor,AC,COMP,P,Water Cooled,WTR,Centrifugal,CNT,5000,HP,120,15
Air Compressor,AC,PL,Medical/Lab Gas Plant,Medical/Lab Gas,Air Compressor,AC,COMP,P,Water Cooled,WTR,Screw,SCW,50,HP,12,15
Air Compressor,AC,PL,Medical/Lab Gas Plant,Medical/Lab Gas,Air Compressor,AC,COMP,P,Water Cooled,WTR,Screw,SCW,100,HP,16,15
Air Compressor,AC,PL,Medical/Lab Gas Plant,Medical/Lab Gas,Air Compressor,AC,COMP,P,Water Cooled,WTR,Screw,SCW,150,HP,20,15
Air Compressor,AC,PL,Medical/Lab Gas Plant,Medical/Lab Gas,Air Compressor,AC,COMP,P,Water Cooled,WTR,Screw,SCW,250,HP,24,15
Air Curtain,ACT,SM,Air Handling System Terminal Equipment,Terminal Equipment,Air Curtain,AC,AC,H,Electric,ELE,All,,1000,CFM,2.5,10
Air Curtain,ACT,SM,Air Handling System Terminal Equipment,Terminal Equipment,Air Curtain,AC,AC,H,Electric,ELE,All,,2000,CFM,2.5,10
Air Curtain,ACT,SM,Air Handling System Terminal Equipment,Terminal Equipment,Air Curtain,AC,AC,H,Hot Water,HW,All,,1000,CFM,2.5,10
Air Curtain,ACT,SM,Air Handling System Terminal Equipment,Terminal Equipment,Air Curtain,AC,AC,H,Hot Water,HW,All,,2000,CFM,2.5,10
Air Curtain,ACT,SM,Air Handling System Terminal Equipment,Terminal Equipment,Air Curtain,AC,AC,H,Hot Water,HW,All,,5000,CFM,2.5,10
Air Curtain,ACT,SM,Air Handling System Terminal Equipment,Terminal Equipment,Air Curtain,AC,AC,H,No Heat,NOH,All,,1000,CFM,2,10
Air Curtain,ACT,SM,Air Handling System Terminal Equipment,Terminal Equipment,Air Curtain,AC,AC,H,No Heat,NOH,All,,2000,CFM,2,10
Air Curtain,ACT,SM,Air Handling System Terminal Equipment,Terminal Equipment,Air Curtain,AC,AC,H,No Heat,NOH,All,,5000,CFM,2,10
Air Dryer,AC,PL,Medical/Lab Gas Plant,Medical/Lab Gas,Air Dryer,AD,Other,P,Air Dryer,AD,Desiccant,DES,2000,CFM,2.5,15
Air Dryer,AC,PL,Medical/Lab Gas Plant,Medical/Lab Gas,Air Dryer,AD,Other,P,Air Dryer,AD,Desiccant,DES,5000,CFM,2.5,15
Air Dryer,AC,PL,Medical/Lab Gas Plant,Medical/Lab Gas,Air Dryer,AD,Other,P,Air Dryer,AD,Desiccant,DES,10000,CFM,2.5,15
Air Dryer,AC,PL,Medical/Lab Gas Plant,Medical/Lab Gas,Air Dryer,AD,Other,P,Air Dryer,AD,Desiccant,DES,15000,CFM,2.5,15
Air Dryer,AC,PL,Medical/Lab Gas Plant,Medical/Lab Gas,Air Dryer,AD,Other,P,Air Dryer,AD,Refrigerated,REF,100,CFM,2.5,15
Air Dryer,AC,PL,Medical/Lab Gas Plant,Medical/Lab Gas,Air Dryer,AD,Other,P,Air Dryer,AD,Refrigerated,REF,500,CFM,2.5,15
Air Dryer,AC,PL,Medical/Lab Gas Plant,Medical/Lab Gas,Air Dryer,AD,Other,P,Air Dryer,AD,Refrigerated,REF,1000,CFM,2.5,15
Air Dryer,AC,PL,Medical/Lab Gas Plant,Medical/Lab Gas,Air Dryer,AD,Other,P,Air Dryer,AD,Refrigerated,REF,2000,CFM,2.5,15
Air Handling Unit,AHU,SM,Air Handling Units,Air Handling Units,Air Handling Unit,AHU,AHU,H,"Chilled Water, Heating Water",CHW,Custom,CST,5000,CFM,4,20
Air Handling Unit,AHU,SM,Air Handling Units,Air Handling Units,Air Handling Unit,AHU,AHU,H,"Chilled Water, Heating Water",CHW,Custom,CST,10000,CFM,5,20
Air Handling Unit,AHU,SM,Air Handling Units,Air Handling Units,Air Handling Unit,AHU,AHU,H,"Chilled Water, Heating Water",CHW,Custom,CST,20000,CFM,6,20
Air Handling Unit,AHU,SM,Air Handling Units,Air Handling Units,Air Handling Unit,AHU,AHU,H,"Chilled Water, Heating Water",CHW,Custom,CST,40000,CFM,10,20
Air Handling Unit,AHU,SM,Air Handling Units,Air Handling Units,Air Handling Unit,AHU,AHU,H,"Chilled Water, Heating Water",CHW,Custom,CST,60000,CFM,13,20
Air Handling Unit,AHU,SM,Air Handling Units,Air Handling Units,Air Handling Unit,AHU,AHU,H,"Chilled Water, Heating Water",CHW,Custom,CST,80000,CFM,16,20
Air Handling Unit,AHU,SM,Air Handling Units,Air Handling Units,Air Handling Unit,AHU,AHU,H,"Chilled Water, Heating Water",CHW,Custom,CST,100000,CFM,20,20
Air Handling Unit,AHU,SM,Air Handling Units,Air Handling Units,Air Handling Unit,AHU,AHU,H,"Chilled Water, Heating Water",CHW,Packaged,PKG,5000,CFM,4,20
Air Handling Unit,AHU,SM,Air Handling Units,Air Handling Units,Air Handling Unit,AHU,AHU,H,"Chilled Water, Heating Water",CHW,Packaged,PKG,10000,CFM,5,20
Air Handling Unit,AHU,SM,Air Handling Units,Air Handling Units,Air Handling Unit,AHU,AHU,H,"Chilled Water, Heating Water",CHW,Packaged,PKG,20000,CFM,6,20
Air Handling Unit,AHU,SM,Air Handling Units,Air Handling Units,Air Handling Unit,AHU,AHU,H,"Chilled Water, Heating Water",CHW,Packaged,PKG,40000,CFM,10,20
Air Handling Unit,AHU,SM,Air Handling Units,Air Handling Units,Air Handling Unit,AHU,AHU,H,"Chilled Water, Heating Water",CHW,Packaged,PKG,60000,CFM,13,20
Air Handling Unit,AHU,SM,Air Handling Units,Air Handling Units,Air Handling Unit,AHU,AHU,H,"Chilled Water, Heating Water",CHW,Packaged,PKG,80000,CFM,16,20
Air Handling Unit,AHU,SM,Air Handling Units,Air Handling Units,Air Handling Unit,AHU,AHU,H,"Chilled Water, Heating Water",CHW,Packaged,PKG,100000,CFM,20,20
Air Handling Unit,AHU,SM,Air Handling Units,Air Handling Units,Air Handling Unit,AHU,AHU,H,"DX, Gas-Fired",DXG,Custom,CST,5000,CFM,8,20
Air Handling Unit,AHU,SM,Air Handling Units,Air Handling Units,Air Handling Unit,AHU,AHU,H,"DX, Gas-Fired",DXG,Custom,CSTMC,5000,CFM,10,20
Air Handling Unit,AHU,SM,Air Handling Units,Air Handling Units,Air Handling Unit,AHU,AHU,H,"DX, Gas-Fired",DXG,Custom,CWC,5000,CFM,12,20
Air Handling Unit,AHU,SM,Air Handling Units,Air Handling Units,Air Handling Unit,AHU,AHU,H,"DX, Gas-Fired",DXG,Custom,CWCMC,5000,CFM,13,20
Air Handling Unit,AHU,SM,Air Handling Units,Air Handling Units,Air Handling Unit,AHU,AHU,H,"DX, Gas-Fired",DXG,Custom,CSTRC,5000,CFM,8,20
Air Handling Unit,AHU,SM,Air Handling Units,Air Handling Units,Air Handling Unit,AHU,AHU,H,"DX, Gas-Fired",DXG,Custom,CRCMC,5000,CFM,10,20
Air Handling Unit,AHU,SM,Air Handling Units,Air Handling Units,Air Handling Unit,AHU,AHU,H,"DX, Gas-Fired",DXG,Custom,CRCMC,5000,CFM,8,20
Air Handling Unit,AHU,SM,Air Handling Units,Air Handling Units,Air Handling Unit,AHU,AHU,H,"DX, Gas-Fired",DXG,Custom,CRCC,5000,CFM,7,20
Air Handling Unit,AHU,SM,Air Handling Units,Air Handling Units,Air Handling Unit,AHU,AHU,H,"DX, Gas-Fired",DXG,Custom,CST,10000,CFM,11,20
Air Handling Unit,AHU,SM,Air Handling Units,Air Handling Units,Air Handling Unit,AHU,AHU,H,"DX, Gas-Fired",DXG,Custom,CSTMC,10000,CFM,12,20
Air Handling Unit,AHU,SM,Air Handling Units,Air Handling Units,Air Handling Unit,AHU,AHU,H,"DX, Gas-Fired",DXG,Custom,CWC,10000,CFM,14,20
Air Handling Unit,AHU,SM,Air Handling Units,Air Handling Units,Air Handling Unit,AHU,AHU,H,"DX, Gas-Fired",DXG,Custom,CWCMC,10000,CFM,15,20
Air Handling Unit,AHU,SM,Air Handling Units,Air Handling Units,Air Handling Unit,AHU,AHU,H,"DX, Gas-Fired",DXG,Custom,CSTRC,10000,CFM,10,20
Air Handling Unit,AHU,SM,Air Handling Units,Air Handling Units,Air Handling Unit,AHU,AHU,H,"DX, Gas-Fired",DXG,Custom,CRCMC,10000,CFM,11,20
Air Handling Unit,AHU,SM,Air Handling Units,Air Handling Units,Air Handling Unit,AHU,AHU,H,"DX, Gas-Fired",DXG,Custom,CRCMC,10000,CFM,10,20
Air Handling Unit,AHU,SM,Air Handling Units,Air Handling Units,Air Handling Unit,AHU,AHU,H,"DX, Gas-Fired",DXG,Custom,CRCC,10000,CFM,9,20
Air Handling Unit,AHU,SM,Air Handling Units,Air Handling Units,Air Handling Unit,AHU,AHU,H,"DX, Gas-Fired",DXG,Custom,CST,20000,CFM,14,20
Air Handling Unit,AHU,SM,Air Handling Units,Air Handling Units,Air Handling Unit,AHU,AHU,H,"DX, Gas-Fired",DXG,Custom,CSTMC,20000,CFM,16,20
Air Handling Unit,AHU,SM,Air Handling Units,Air Handling Units,Air Handling Unit,AHU,AHU,H,"DX, Gas-Fired",DXG,Custom,CWC,20000,CFM,16,20
Air Handling Unit,AHU,SM,Air Handling Units,Air Handling Units,Air Handling Unit,AHU,AHU,H,"DX, Gas-Fired",DXG,Custom,CWCMC,20000,CFM,17,20
Air Handling Unit,AHU,SM,Air Handling Units,Air Handling Units,Air Handling Unit,AHU,AHU,H,"DX, Gas-Fired",DXG,Custom,CSTRC,20000,CFM,12.5,20
Air Handling Unit,AHU,SM,Air Handling Units,Air Handling Units,Air Handling Unit,AHU,AHU,H,"DX, Gas-Fired",DXG,Custom,CRCMC,20000,CFM,15,20
Air Handling Unit,AHU,SM,Air Handling Units,Air Handling Units,Air Handling Unit,AHU,AHU,H,"DX, Gas-Fired",DXG,Custom,CRCMC,20000,CFM,14,20
Air Handling Unit,AHU,SM,Air Handling Units,Air Handling Units,Air Handling Unit,AHU,AHU,H,"DX, Gas-Fired",DXG,Custom,CRCC,20000,CFM,12,20
Air Handling Unit,AHU,SM,Air Handling Units,Air Handling Units,Air Handling Unit,AHU,AHU,H,"DX, Gas-Fired",DXG,Custom,CST,40000,CFM,20,20
Air Handling Unit,AHU,SM,Air Handling Units,Air Handling Units,Air Handling Unit,AHU,AHU,H,"DX, Gas-Fired",DXG,Custom,CSTMC,40000,CFM,20,20
Air Handling Unit,AHU,SM,Air Handling Units,Air Handling Units,Air Handling Unit,AHU,AHU,H,"DX, Gas-Fired",DXG,Custom,CWC,40000,CFM,23,20
Air Handling Unit,AHU,SM,Air Handling Units,Air Handling Units,Air Handling Unit,AHU,AHU,H,"DX, Gas-Fired",DXG,Custom,CWCMC,40000,CFM,25,20
Air Handling Unit,AHU,SM,Air Handling Units,Air Handling Units,Air Handling Unit,AHU,AHU,H,"DX, Gas-Fired",DXG,Custom,CSTRC,40000,CFM,18,20
Air Handling Unit,AHU,SM,Air Handling Units,Air Handling Units,Air Handling Unit,AHU,AHU,H,"DX, Gas-Fired",DXG,Custom,CRCMC,40000,CFM,20,20
Air Handling Unit,AHU,SM,Air Handling Units,Air Handling Units,Air Handling Unit,AHU,AHU,H,"DX, Gas-Fired",DXG,Custom,CRCMC,40000,CFM,18,20
Air Handling Unit,AHU,SM,Air Handling Units,Air Handling Units,Air Handling Unit,AHU,AHU,H,"DX, Gas-Fired",DXG,Custom,CRCC,40000,CFM,16,20
Air Handling Unit,AHU,SM,Air Handling Units,Air Handling Units,Air Handling Unit,AHU,AHU,H,"DX, Gas-Fired",DXG,Custom,CST,60000,CFM,22,20
Air Handling Unit,AHU,SM,Air Handling Units,Air Handling Units,Air Handling Unit,AHU,AHU,H,"DX, Gas-Fired",DXG,Custom,CSTMC,60000,CFM,25,20
Air Handling Unit,AHU,SM,Air Handling Units,Air Handling Units,Air Handling Unit,AHU,AHU,H,"DX, Gas-Fired",DXG,Custom,CWC,60000,CFM,26,20
Air Handling Unit,AHU,SM,Air Handling Units,Air Handling Units,Air Handling Unit,AHU,AHU,H,"DX, Gas-Fired",DXG,Custom,CWCMC,60000,CFM,29,20
Air Handling Unit,AHU,SM,Air Handling Units,Air Handling Units,Air Handling Unit,AHU,AHU,H,"DX, Gas-Fired",DXG,Custom,CSTRC,60000,CFM,22,20
Air Handling Unit,AHU,SM,Air Handling Units,Air Handling Units,Air Handling Unit,AHU,AHU,H,"DX, Gas-Fired",DXG,Custom,CRCMC,60000,CFM,24,20
Air Handling Unit,AHU,SM,Air Handling Units,Air Handling Units,Air Handling Unit,AHU,AHU,H,"DX, Gas-Fired",DXG,Custom,CRCMC,60000,CFM,22,20
Air Handling Unit,AHU,SM,Air Handling Units,Air Handling Units,Air Handling Unit,AHU,AHU,H,"DX, Gas-Fired",DXG,Custom,CRCC,60000,CFM,20,20
Air Handling Unit,AHU,SM,Air Handling Units,Air Handling Units,Air Handling Unit,AHU,AHU,H,"DX, Gas-Fired",DXG,Custom,CST,80000,CFM,24,20
Air Handling Unit,AHU,SM,Air Handling Units,Air Handling Units,Air Handling Unit,AHU,AHU,H,"DX, Gas-Fired",DXG,Custom,CSTMC,80000,CFM,32,20
Air Handling Unit,AHU,SM,Air Handling Units,Air Handling Units,Air Handling Unit,AHU,AHU,H,"DX, Gas-Fired",DXG,Custom,CWC,80000,CFM,32,20
Air Handling Unit,AHU,SM,Air Handling Units,Air Handling Units,Air Handling Unit,AHU,AHU,H,"DX, Gas-Fired",DXG,Custom,CWCMC,80000,CFM,34,20
Air Handling Unit,AHU,SM,Air Handling Units,Air Handling Units,Air Handling Unit,AHU,AHU,H,"DX, Gas-Fired",DXG,Custom,CSTRC,80000,CFM,26,20
Air Handling Unit,AHU,SM,Air Handling Units,Air Handling Units,Air Handling Unit,AHU,AHU,H,"DX, Gas-Fired",DXG,Custom,CRCMC,80000,CFM,28,20
Air Handling Unit,AHU,SM,Air Handling Units,Air Handling Units,Air Handling Unit,AHU,AHU,H,"DX, Gas-Fired",DXG,Custom,CRCMC,80000,CFM,26,20
Air Handling Unit,AHU,SM,Air Handling Units,Air Handling Units,Air Handling Unit,AHU,AHU,H,"DX, Gas-Fired",DXG,Custom,CRCC,80000,CFM,24,20
Air Handling Unit,AHU,SM,Air Handling Units,Air Handling Units,Air Handling Unit,AHU,AHU,H,"DX, Gas-Fired",DXG,Custom,CST,100000,CFM,32,20
Air Handling Unit,AHU,SM,Air Handling Units,Air Handling Units,Air Handling Unit,AHU,AHU,H,"DX, Gas-Fired",DXG,Custom,CSTMC,100000,CFM,36,20
Air Handling Unit,AHU,SM,Air Handling Units,Air Handling Units,Air Handling Unit,AHU,AHU,H,"DX, Gas-Fired",DXG,Custom,CWC,100000,CFM,36,20
Air Handling Unit,AHU,SM,Air Handling Units,Air Handling Units,Air Handling Unit,AHU,AHU,H,"DX, Gas-Fired",DXG,Custom,CWCMC,100000,CFM,40,20
Air Handling Unit,AHU,SM,Air Handling Units,Air Handling Units,Air Handling Unit,AHU,AHU,H,"DX, Gas-Fired",DXG,Custom,CSTRC,100000,CFM,30,20
Air Handling Unit,AHU,SM,Air Handling Units,Air Handling Units,Air Handling Unit,AHU,AHU,H,"DX, Gas-Fired",DXG,Custom,CRCMC,100000,CFM,32,20
Air Handling Unit,AHU,SM,Air Handling Units,Air Handling Units,Air Handling Unit,AHU,AHU,H,"DX, Gas-Fired",DXG,Custom,CRCMC,100000,CFM,30,20
Air Handling Unit,AHU,SM,Air Handling Units,Air Handling Units,Air Handling Unit,AHU,AHU,H,"DX, Gas-Fired",DXG,Custom,CRCC,100000,CFM,28,20
Air Handling Unit,AHU,SM,Air Handling Units,Air Handling Units,Air Handling Unit,AHU,AHU,H,"DX, Gas-Fired",DXG,Packaged,PKG,5000,CFM,8,20
Air Handling Unit,AHU,SM,Air Handling Units,Air Handling Units,Air Handling Unit,AHU,AHU,H,"DX, Gas-Fired",DXG,Packaged,PKGMC,5000,CFM,10,20
Air Handling Unit,AHU,SM,Air Handling Units,Air Handling Units,Air Handling Unit,AHU,AHU,H,"DX, Gas-Fired",DXG,Packaged,PWC,5000,CFM,12,20
Air Handling Unit,AHU,SM,Air Handling Units,Air Handling Units,Air Handling Unit,AHU,AHU,H,"DX, Gas-Fired",DXG,Packaged,PWCMC,5000,CFM,13,20
Air Handling Unit,AHU,SM,Air Handling Units,Air Handling Units,Air Handling Unit,AHU,AHU,H,"DX, Gas-Fired",DXG,Packaged,PKGRC,5000,CFM,8,20
Air Handling Unit,AHU,SM,Air Handling Units,Air Handling Units,Air Handling Unit,AHU,AHU,H,"DX, Gas-Fired",DXG,Packaged,PRCMC,5000,CFM,10,20
Air Handling Unit,AHU,SM,Air Handling Units,Air Handling Units,Air Handling Unit,AHU,AHU,H,"DX, Gas-Fired",DXG,Packaged,PRCMC,5000,CFM,8,20
Air Handling Unit,AHU,SM,Air Handling Units,Air Handling Units,Air Handling Unit,AHU,AHU,H,"DX, Gas-Fired",DXG,Packaged,PRCC,5000,CFM,7,20
Air Handling Unit,AHU,SM,Air Handling Units,Air Handling Units,Air Handling Unit,AHU,AHU,H,"DX, Gas-Fired",DXG,Packaged,PKG,10000,CFM,11,20
Air Handling Unit,AHU,SM,Air Handling Units,Air Handling Units,Air Handling Unit,AHU,AHU,H,"DX, Gas-Fired",DXG,Packaged,PKGMC,10000,CFM,12,20
Air Handling Unit,AHU,SM,Air Handling Units,Air Handling Units,Air Handling Unit,AHU,AHU,H,"DX, Gas-Fired",DXG,Packaged,PWC,10000,CFM,14,20
Air Handling Unit,AHU,SM,Air Handling Units,Air Handling Units,Air Handling Unit,AHU,AHU,H,"DX, Gas-Fired",DXG,Packaged,PWCMC,10000,CFM,15,20
Air Handling Unit,AHU,SM,Air Handling Units,Air Handling Units,Air Handling Unit,AHU,AHU,H,"DX, Gas-Fired",DXG,Packaged,PKGRC,10000,CFM,10,20
Air Handling Unit,AHU,SM,Air Handling Units,Air Handling Units,Air Handling Unit,AHU,AHU,H,"DX, Gas-Fired",DXG,Packaged,PRCMC,10000,CFM,11,20
Air Handling Unit,AHU,SM,Air Handling Units,Air Handling Units,Air Handling Unit,AHU,AHU,H,"DX, Gas-Fired",DXG,Packaged,PRCMC,10000,CFM,10,20
Air Handling Unit,AHU,SM,Air Handling Units,Air Handling Units,Air Handling Unit,AHU,AHU,H,"DX, Gas-Fired",DXG,Packaged,PRCC,10000,CFM,9,20
Air Handling Unit,AHU,SM,Air Handling Units,Air Handling Units,Air Handling Unit,AHU,AHU,H,"DX, Gas-Fired",DXG,Packaged,PKG,20000,CFM,14,20
Air Handling Unit,AHU,SM,Air Handling Units,Air Handling Units,Air Handling Unit,AHU,AHU,H,"DX, Gas-Fired",DXG,Packaged,PKGMC,20000,CFM,16,20
Air Handling Unit,AHU,SM,Air Handling Units,Air Handling Units,Air Handling Unit,AHU,AHU,H,"DX, Gas-Fired",DXG,Packaged,PWC,20000,CFM,16,20
Air Handling Unit,AHU,SM,Air Handling Units,Air Handling Units,Air Handling Unit,AHU,AHU,H,"DX, Gas-Fired",DXG,Packaged,PWCMC,20000,CFM,17,20
Air Handling Unit,AHU,SM,Air Handling Units,Air Handling Units,Air Handling Unit,AHU,AHU,H,"DX, Gas-Fired",DXG,Packaged,PKGRC,20000,CFM,12.5,20
Air Handling Unit,AHU,SM,Air Handling Units,Air Handling Units,Air Handling Unit,AHU,AHU,H,"DX, Gas-Fired",DXG,Packaged,PRCMC,20000,CFM,15,20
Air Handling Unit,AHU,SM,Air Handling Units,Air Handling Units,Air Handling Unit,AHU,AHU,H,"DX, Gas-Fired",DXG,Packaged,PRCMC,20000,CFM,14,20
Air Handling Unit,AHU,SM,Air Handling Units,Air Handling Units,Air Handling Unit,AHU,AHU,H,"DX, Gas-Fired",DXG,Packaged,PRCC,20000,CFM,12,20
Air Handling Unit,AHU,SM,Air Handling Units,Air Handling Units,Air Handling Unit,AHU,AHU,H,"DX, Gas-Fired",DXG,Packaged,PKG,40000,CFM,20,20
Air Handling Unit,AHU,SM,Air Handling Units,Air Handling Units,Air Handling Unit,AHU,AHU,H,"DX, Gas-Fired",DXG,Packaged,PKGMC,40000,CFM,20,20
Air Handling Unit,AHU,SM,Air Handling Units,Air Handling Units,Air Handling Unit,AHU,AHU,H,"DX, Gas-Fired",DXG,Packaged,PWC,40000,CFM,23,20
Air Handling Unit,AHU,SM,Air Handling Units,Air Handling Units,Air Handling Unit,AHU,AHU,H,"DX, Gas-Fired",DXG,Packaged,PWCMC,40000,CFM,25,20
Air Handling Unit,AHU,SM,Air Handling Units,Air Handling Units,Air Handling Unit,AHU,AHU,H,"DX, Gas-Fired",DXG,Packaged,PKGRC,40000,CFM,18,20
Air Handling Unit,AHU,SM,Air Handling Units,Air Handling Units,Air Handling Unit,AHU,AHU,H,"DX, Gas-Fired",DXG,Packaged,PRCMC,40000,CFM,20,20
Air Handling Unit,AHU,SM,Air Handling Units,Air Handling Units,Air Handling Unit,AHU,AHU,H,"DX, Gas-Fired",DXG,Packaged,PRCMC,40000,CFM,18,20
Air Handling Unit,AHU,SM,Air Handling Units,Air Handling Units,Air Handling Unit,AHU,AHU,H,"DX, Gas-Fired",DXG,Packaged,PRCC,40000,CFM,16,20
Air Handling Unit,AHU,SM,Air Handling Units,Air Handling Units,Air Handling Unit,AHU,AHU,H,"DX, Gas-Fired",DXG,Packaged,PKG,60000,CFM,22,20
Air Handling Unit,AHU,SM,Air Handling Units,Air Handling Units,Air Handling Unit,AHU,AHU,H,"DX, Gas-Fired",DXG,Packaged,PKGMC,60000,CFM,25,20
Air Handling Unit,AHU,SM,Air Handling Units,Air Handling Units,Air Handling Unit,AHU,AHU,H,"DX, Gas-Fired",DXG,Packaged,PWC,60000,CFM,26,20
Air Handling Unit,AHU,SM,Air Handling Units,Air Handling Units,Air Handling Unit,AHU,AHU,H,"DX, Gas-Fired",DXG,Packaged,PWCMC,60000,CFM,29,20
Air Handling Unit,AHU,SM,Air Handling Units,Air Handling Units,Air Handling Unit,AHU,AHU,H,"DX, Gas-Fired",DXG,Packaged,PKGRC,60000,CFM,22,20
Air Handling Unit,AHU,SM,Air Handling Units,Air Handling Units,Air Handling Unit,AHU,AHU,H,"DX, Gas-Fired",DXG,Packaged,PRCMC,60000,CFM,24,20
Air Handling Unit,AHU,SM,Air Handling Units,Air Handling Units,Air Handling Unit,AHU,AHU,H,"DX, Gas-Fired",DXG,Packaged,PRCMC,60000,CFM,22,20
Air Handling Unit,AHU,SM,Air Handling Units,Air Handling Units,Air Handling Unit,AHU,AHU,H,"DX, Gas-Fired",DXG,Packaged,PRCC,60000,CFM,20,20
Air Handling Unit,AHU,SM,Air Handling Units,Air Handling Units,Air Handling Unit,AHU,AHU,H,"DX, Gas-Fired",DXG,Packaged,PKG,80000,CFM,24,20
Air Handling Unit,AHU,SM,Air Handling Units,Air Handling Units,Air Handling Unit,AHU,AHU,H,"DX, Gas-Fired",DXG,Packaged,PKGMC,80000,CFM,32,20
Air Handling Unit,AHU,SM,Air Handling Units,Air Handling Units,Air Handling Unit,AHU,AHU,H,"DX, Gas-Fired",DXG,Packaged,PWC,80000,CFM,32,20
Air Handling Unit,AHU,SM,Air Handling Units,Air Handling Units,Air Handling Unit,AHU,AHU,H,"DX, Gas-Fired",DXG,Packaged,PWCMC,80000,CFM,34,20
Air Handling Unit,AHU,SM,Air Handling Units,Air Handling Units,Air Handling Unit,AHU,AHU,H,"DX, Gas-Fired",DXG,Packaged,PKGRC,80000,CFM,26,20
Air Handling Unit,AHU,SM,Air Handling Units,Air Handling Units,Air Handling Unit,AHU,AHU,H,"DX, Gas-Fired",DXG,Packaged,PRCMC,80000,CFM,28,20
Air Handling Unit,AHU,SM,Air Handling Units,Air Handling Units,Air Handling Unit,AHU,AHU,H,"DX, Gas-Fired",DXG,Packaged,PRCMC,80000,CFM,26,20
Air Handling Unit,AHU,SM,Air Handling Units,Air Handling Units,Air Handling Unit,AHU,AHU,H,"DX, Gas-Fired",DXG,Packaged,PRCC,80000,CFM,24,20
Air Handling Unit,AHU,SM,Air Handling Units,Air Handling Units,Air Handling Unit,AHU,AHU,H,"DX, Gas-Fired",DXG,Packaged,PKG,100000,CFM,32,20
Air Handling Unit,AHU,SM,Air Handling Units,Air Handling Units,Air Handling Unit,AHU,AHU,H,"DX, Gas-Fired",DXG,Packaged,PKGMC,100000,CFM,36,20
Air Handling Unit,AHU,SM,Air Handling Units,Air Handling Units,Air Handling Unit,AHU,AHU,H,"DX, Gas-Fired",DXG,Packaged,PWC,100000,CFM,36,20
Air Handling Unit,AHU,SM,Air Handling Units,Air Handling Units,Air Handling Unit,AHU,AHU,H,"DX, Gas-Fired",DXG,Packaged,PWCMC,100000,CFM,40,20
Air Handling Unit,AHU,SM,Air Handling Units,Air Handling Units,Air Handling Unit,AHU,AHU,H,"DX, Gas-Fired",DXG,Packaged,PKGRC,100000,CFM,30,20
Air Handling Unit,AHU,SM,Air Handling Units,Air Handling Units,Air Handling Unit,AHU,AHU,H,"DX, Gas-Fired",DXG,Packaged,PRCMC,100000,CFM,32,20
Air Handling Unit,AHU,SM,Air Handling Units,Air Handling Units,Air Handling Unit,AHU,AHU,H,"DX, Gas-Fired",DXG,Packaged,PRCMC,100000,CFM,30,20
Air Handling Unit,AHU,SM,Air Handling Units,Air Handling Units,Air Handling Unit,AHU,AHU,H,"DX, Gas-Fired",DXG,Packaged,PRCC,100000,CFM,28,20
Air Handling Unit,AHU,SM,Air Handling Units,Air Handling Units,Air Handling Unit,AHU,AHU,H,"DX, Heating Water",DXH,Custom,CST,5000,CFM,6,20
Air Handling Unit,AHU,SM,Air Handling Units,Air Handling Units,Air Handling Unit,AHU,AHU,H,"DX, Heating Water",DXH,Custom,CSTMC,5000,CFM,7,20
Air Handling Unit,AHU,SM,Air Handling Units,Air Handling Units,Air Handling Unit,AHU,AHU,H,"DX, Heating Water",DXH,Custom,CWC,5000,CFM,8,20
Air Handling Unit,AHU,SM,Air Handling Units,Air Handling Units,Air Handling Unit,AHU,AHU,H,"DX, Heating Water",DXH,Custom,CWCMC,5000,CFM,8,20
Air Handling Unit,AHU,SM,Air Handling Units,Air Handling Units,Air Handling Unit,AHU,AHU,H,"DX, Heating Water",DXH,Custom,CRC,5000,CFM,5,20
Air Handling Unit,AHU,SM,Air Handling Units,Air Handling Units,Air Handling Unit,AHU,AHU,H,"DX, Heating Water",DXH,Custom,CRCMC,5000,CFM,6,20
Air Handling Unit,AHU,SM,Air Handling Units,Air Handling Units,Air Handling Unit,AHU,AHU,H,"DX, Heating Water",DXH,Custom,CRCMC,5000,CFM,5,20
Air Handling Unit,AHU,SM,Air Handling Units,Air Handling Units,Air Handling Unit,AHU,AHU,H,"DX, Heating Water",DXH,Custom,CRCC,5000,CFM,4,20
Air Handling Unit,AHU,SM,Air Handling Units,Air Handling Units,Air Handling Unit,AHU,AHU,H,"DX, Heating Water",DXH,Custom,CST,10000,CFM,8,20
Air Handling Unit,AHU,SM,Air Handling Units,Air Handling Units,Air Handling Unit,AHU,AHU,H,"DX, Heating Water",DXH,Custom,CSTMC,10000,CFM,9,20
Air Handling Unit,AHU,SM,Air Handling Units,Air Handling Units,Air Handling Unit,AHU,AHU,H,"DX, Heating Water",DXH,Custom,CWC,10000,CFM,10,20
Air Handling Unit,AHU,SM,Air Handling Units,Air Handling Units,Air Handling Unit,AHU,AHU,H,"DX, Heating Water",DXH,Custom,CWCMC,10000,CFM,12,20
Air Handling Unit,AHU,SM,Air Handling Units,Air Handling Units,Air Handling Unit,AHU,AHU,H,"DX, Heating Water",DXH,Custom,CRC,10000,CFM,6,20
Air Handling Unit,AHU,SM,Air Handling Units,Air Handling Units,Air Handling Unit,AHU,AHU,H,"DX, Heating Water",DXH,Custom,CRCMC,10000,CFM,7,20
Air Handling Unit,AHU,SM,Air Handling Units,Air Handling Units,Air Handling Unit,AHU,AHU,H,"DX, Heating Water",DXH,Custom,CRCMC,10000,CFM,6,20
Air Handling Unit,AHU,SM,Air Handling Units,Air Handling Units,Air Handling Unit,AHU,AHU,H,"DX, Heating Water",DXH,Custom,CRCC,10000,CFM,5,20
Air Handling Unit,AHU,SM,Air Handling Units,Air Handling Units,Air Handling Unit,AHU,AHU,H,"DX, Heating Water",DXH,Custom,CST,20000,CFM,11,20
Air Handling Unit,AHU,SM,Air Handling Units,Air Handling Units,Air Handling Unit,AHU,AHU,H,"DX, Heating Water",DXH,Custom,CSTMC,20000,CFM,11,20
Air Handling Unit,AHU,SM,Air Handling Units,Air Handling Units,Air Handling Unit,AHU,AHU,H,"DX, Heating Water",DXH,Custom,CWC,20000,CFM,12,20
Air Handling Unit,AHU,SM,Air Handling Units,Air Handling Units,Air Handling Unit,AHU,AHU,H,"DX, Heating Water",DXH,Custom,CWCMC,20000,CFM,14,20
Air Handling Unit,AHU,SM,Air Handling Units,Air Handling Units,Air Handling Unit,AHU,AHU,H,"DX, Heating Water",DXH,Custom,CRC,20000,CFM,8,20
Air Handling Unit,AHU,SM,Air Handling Units,Air Handling Units,Air Handling Unit,AHU,AHU,H,"DX, Heating Water",DXH,Custom,CRCMC,20000,CFM,9,20
Air Handling Unit,AHU,SM,Air Handling Units,Air Handling Units,Air Handling Unit,AHU,AHU,H,"DX, Heating Water",DXH,Custom,CRCMC,20000,CFM,8,20
Air Handling Unit,AHU,SM,Air Handling Units,Air Handling Units,Air Handling Unit,AHU,AHU,H,"DX, Heating Water",DXH,Custom,CRCC,20000,CFM,6,20
Air Handling Unit,AHU,SM,Air Handling Units,Air Handling Units,Air Handling Unit,AHU,AHU,H,"DX, Heating Water",DXH,Custom,CST,40000,CFM,15,20
Air Handling Unit,AHU,SM,Air Handling Units,Air Handling Units,Air Handling Unit,AHU,AHU,H,"DX, Heating Water",DXH,Custom,CSTMC,40000,CFM,16,20
Air Handling Unit,AHU,SM,Air Handling Units,Air Handling Units,Air Handling Unit,AHU,AHU,H,"DX, Heating Water",DXH,Custom,CWC,40000,CFM,17,20
Air Handling Unit,AHU,SM,Air Handling Units,Air Handling Units,Air Handling Unit,AHU,AHU,H,"DX, Heating Water",DXH,Custom,CWCMC,40000,CFM,18,20
Air Handling Unit,AHU,SM,Air Handling Units,Air Handling Units,Air Handling Unit,AHU,AHU,H,"DX, Heating Water",DXH,Custom,CRC,40000,CFM,12,20
Air Handling Unit,AHU,SM,Air Handling Units,Air Handling Units,Air Handling Unit,AHU,AHU,H,"DX, Heating Water",DXH,Custom,CRCMC,40000,CFM,13,20
Air Handling Unit,AHU,SM,Air Handling Units,Air Handling Units,Air Handling Unit,AHU,AHU,H,"DX, Heating Water",DXH,Custom,CRCMC,40000,CFM,12,20
Air Handling Unit,AHU,SM,Air Handling Units,Air Handling Units,Air Handling Unit,AHU,AHU,H,"DX, Heating Water",DXH,Custom,CRCC,40000,CFM,10,20
Air Handling Unit,AHU,SM,Air Handling Units,Air Handling Units,Air Handling Unit,AHU,AHU,H,"DX, Heating Water",DXH,Custom,CST,60000,CFM,18,20
Air Handling Unit,AHU,SM,Air Handling Units,Air Handling Units,Air Handling Unit,AHU,AHU,H,"DX, Heating Water",DXH,Custom,CSTMC,60000,CFM,20,20
Air Handling Unit,AHU,SM,Air Handling Units,Air Handling Units,Air Handling Unit,AHU,AHU,H,"DX, Heating Water",DXH,Custom,CWC,60000,CFM,20,20
Air Handling Unit,AHU,SM,Air Handling Units,Air Handling Units,Air Handling Unit,AHU,AHU,H,"DX, Heating Water",DXH,Custom,CWCMC,60000,CFM,22,20
Air Handling Unit,AHU,SM,Air Handling Units,Air Handling Units,Air Handling Unit,AHU,AHU,H,"DX, Heating Water",DXH,Custom,CRC,60000,CFM,16,20
Air Handling Unit,AHU,SM,Air Handling Units,Air Handling Units,Air Handling Unit,AHU,AHU,H,"DX, Heating Water",DXH,Custom,CRCMC,60000,CFM,16,20
Air Handling Unit,AHU,SM,Air Handling Units,Air Handling Units,Air Handling Unit,AHU,AHU,H,"DX, Heating Water",DXH,Custom,CRCMC,60000,CFM,16,20
Air Handling Unit,AHU,SM,Air Handling Units,Air Handling Units,Air Handling Unit,AHU,AHU,H,"DX, Heating Water",DXH,Custom,CRCC,60000,CFM,14,20
Air Handling Unit,AHU,SM,Air Handling Units,Air Handling Units,Air Handling Unit,AHU,AHU,H,"DX, Heating Water",DXH,Custom,CST,80000,CFM,22,20
Air Handling Unit,AHU,SM,Air Handling Units,Air Handling Units,Air Handling Unit,AHU,AHU,H,"DX, Heating Water",DXH,Custom,CSTMC,80000,CFM,23,20
Air Handling Unit,AHU,SM,Air Handling Units,Air Handling Units,Air Handling Unit,AHU,AHU,H,"DX, Heating Water",DXH,Custom,CWC,80000,CFM,24,20
Air Handling Unit,AHU,SM,Air Handling Units,Air Handling Units,Air Handling Unit,AHU,AHU,H,"DX, Heating Water",DXH,Custom,CWCMC,80000,CFM,26,20
Air Handling Unit,AHU,SM,Air Handling Units,Air Handling Units,Air Handling Unit,AHU,AHU,H,"DX, Heating Water",DXH,Custom,CRC,80000,CFM,20,20
Air Handling Unit,AHU,SM,Air Handling Units,Air Handling Units,Air Handling Unit,AHU,AHU,H,"DX, Heating Water",DXH,Custom,CRCMC,80000,CFM,19,20
Air Handling Unit,AHU,SM,Air Handling Units,Air Handling Units,Air Handling Unit,AHU,AHU,H,"DX, Heating Water",DXH,Custom,CRCMC,80000,CFM,20,20
Air Handling Unit,AHU,SM,Air Handling Units,Air Handling Units,Air Handling Unit,AHU,AHU,H,"DX, Heating Water",DXH,Custom,CRCC,80000,CFM,18,20
Air Handling Unit,AHU,SM,Air Handling Units,Air Handling Units,Air Handling Unit,AHU,AHU,H,"DX, Heating Water",DXH,Custom,CST,100000,CFM,26,20
Air Handling Unit,AHU,SM,Air Handling Units,Air Handling Units,Air Handling Unit,AHU,AHU,H,"DX, Heating Water",DXH,Custom,CSTMC,100000,CFM,26,20
Air Handling Unit,AHU,SM,Air Handling Units,Air Handling Units,Air Handling Unit,AHU,AHU,H,"DX, Heating Water",DXH,Custom,CWC,100000,CFM,28,20
Air Handling Unit,AHU,SM,Air Handling Units,Air Handling Units,Air Handling Unit,AHU,AHU,H,"DX, Heating Water",DXH,Custom,CWCMC,100000,CFM,30,20
Air Handling Unit,AHU,SM,Air Handling Units,Air Handling Units,Air Handling Unit,AHU,AHU,H,"DX, Heating Water",DXH,Custom,CRC,100000,CFM,22,20
Air Handling Unit,AHU,SM,Air Handling Units,Air Handling Units,Air Handling Unit,AHU,AHU,H,"DX, Heating Water",DXH,Custom,CRCMC,100000,CFM,22,20
Air Handling Unit,AHU,SM,Air Handling Units,Air Handling Units,Air Handling Unit,AHU,AHU,H,"DX, Heating Water",DXH,Custom,CRCMC,100000,CFM,22,20
Air Handling Unit,AHU,SM,Air Handling Units,Air Handling Units,Air Handling Unit,AHU,AHU,H,"DX, Heating Water",DXH,Custom,CRCC,100000,CFM,20,20
Air Handling Unit,AHU,SM,Air Handling Units,Air Handling Units,Air Handling Unit,AHU,AHU,H,"DX, Heating Water",DXH,Packaged,PKG,5000,CFM,6,20
Air Handling Unit,AHU,SM,Air Handling Units,Air Handling Units,Air Handling Unit,AHU,AHU,H,"DX, Heating Water",DXH,Packaged,PKGMC,5000,CFM,7,20
Air Handling Unit,AHU,SM,Air Handling Units,Air Handling Units,Air Handling Unit,AHU,AHU,H,"DX, Heating Water",DXH,Packaged,PWC,5000,CFM,8,20
Air Handling Unit,AHU,SM,Air Handling Units,Air Handling Units,Air Handling Unit,AHU,AHU,H,"DX, Heating Water",DXH,Packaged,PWCMC,5000,CFM,8,20
Air Handling Unit,AHU,SM,Air Handling Units,Air Handling Units,Air Handling Unit,AHU,AHU,H,"DX, Heating Water",DXH,Packaged,PRC,5000,CFM,5,20
Air Handling Unit,AHU,SM,Air Handling Units,Air Handling Units,Air Handling Unit,AHU,AHU,H,"DX, Heating Water",DXH,Packaged,PRCMC,5000,CFM,6,20
Air Handling Unit,AHU,SM,Air Handling Units,Air Handling Units,Air Handling Unit,AHU,AHU,H,"DX, Heating Water",DXH,Packaged,PRCMC,5000,CFM,5,20
Air Handling Unit,AHU,SM,Air Handling Units,Air Handling Units,Air Handling Unit,AHU,AHU,H,"DX, Heating Water",DXH,Packaged,PRCC,5000,CFM,4,20
Air Handling Unit,AHU,SM,Air Handling Units,Air Handling Units,Air Handling Unit,AHU,AHU,H,"DX, Heating Water",DXH,Packaged,PKG,10000,CFM,8,20
Air Handling Unit,AHU,SM,Air Handling Units,Air Handling Units,Air Handling Unit,AHU,AHU,H,"DX, Heating Water",DXH,Packaged,PKGMC,10000,CFM,9,20
Air Handling Unit,AHU,SM,Air Handling Units,Air Handling Units,Air Handling Unit,AHU,AHU,H,"DX, Heating Water",DXH,Packaged,PWC,10000,CFM,10,20
Air Handling Unit,AHU,SM,Air Handling Units,Air Handling Units,Air Handling Unit,AHU,AHU,H,"DX, Heating Water",DXH,Packaged,PWCMC,10000,CFM,12,20
Air Handling Unit,AHU,SM,Air Handling Units,Air Handling Units,Air Handling Unit,AHU,AHU,H,"DX, Heating Water",DXH,Packaged,PRC,10000,CFM,6,20
Air Handling Unit,AHU,SM,Air Handling Units,Air Handling Units,Air Handling Unit,AHU,AHU,H,"DX, Heating Water",DXH,Packaged,PRCMC,10000,CFM,7,20
Air Handling Unit,AHU,SM,Air Handling Units,Air Handling Units,Air Handling Unit,AHU,AHU,H,"DX, Heating Water",DXH,Packaged,PRCMC,10000,CFM,6,20
Air Handling Unit,AHU,SM,Air Handling Units,Air Handling Units,Air Handling Unit,AHU,AHU,H,"DX, Heating Water",DXH,Packaged,PRCC,10000,CFM,5,20
Air Handling Unit,AHU,SM,Air Handling Units,Air Handling Units,Air Handling Unit,AHU,AHU,H,"DX, Heating Water",DXH,Packaged,PKG,20000,CFM,11,20
Air Handling Unit,AHU,SM,Air Handling Units,Air Handling Units,Air Handling Unit,AHU,AHU,H,"DX, Heating Water",DXH,Packaged,PKGMC,20000,CFM,11,20
Air Handling Unit,AHU,SM,Air Handling Units,Air Handling Units,Air Handling Unit,AHU,AHU,H,"DX, Heating Water",DXH,Packaged,PWC,20000,CFM,12,20
Air Handling Unit,AHU,SM,Air Handling Units,Air Handling Units,Air Handling Unit,AHU,AHU,H,"DX, Heating Water",DXH,Packaged,PWCMC,20000,CFM,14,20
Air Handling Unit,AHU,SM,Air Handling Units,Air Handling Units,Air Handling Unit,AHU,AHU,H,"DX, Heating Water",DXH,Packaged,PRC,20000,CFM,8,20
Air Handling Unit,AHU,SM,Air Handling Units,Air Handling Units,Air Handling Unit,AHU,AHU,H,"DX, Heating Water",DXH,Packaged,PRCMC,20000,CFM,9,20
Air Handling Unit,AHU,SM,Air Handling Units,Air Handling Units,Air Handling Unit,AHU,AHU,H,"DX, Heating Water",DXH,Packaged,PRCMC,20000,CFM,8,20
Air Handling Unit,AHU,SM,Air Handling Units,Air Handling Units,Air Handling Unit,AHU,AHU,H,"DX, Heating Water",DXH,Packaged,PRCC,20000,CFM,6,20
Air Handling Unit,AHU,SM,Air Handling Units,Air Handling Units,Air Handling Unit,AHU,AHU,H,"DX, Heating Water",DXH,Packaged,PKG,40000,CFM,15,20
Air Handling Unit,AHU,SM,Air Handling Units,Air Handling Units,Air Handling Unit,AHU,AHU,H,"DX, Heating Water",DXH,Packaged,PKGMC,40000,CFM,16,20
Air Handling Unit,AHU,SM,Air Handling Units,Air Handling Units,Air Handling Unit,AHU,AHU,H,"DX, Heating Water",DXH,Packaged,PWC,40000,CFM,17,20
Air Handling Unit,AHU,SM,Air Handling Units,Air Handling Units,Air Handling Unit,AHU,AHU,H,"DX, Heating Water",DXH,Packaged,PWCMC,40000,CFM,18,20
Air Handling Unit,AHU,SM,Air Handling Units,Air Handling Units,Air Handling Unit,AHU,AHU,H,"DX, Heating Water",DXH,Packaged,PRC,40000,CFM,12,20
Air Handling Unit,AHU,SM,Air Handling Units,Air Handling Units,Air Handling Unit,AHU,AHU,H,"DX, Heating Water",DXH,Packaged,PRCMC,40000,CFM,14,20
Air Handling Unit,AHU,SM,Air Handling Units,Air Handling Units,Air Handling Unit,AHU,AHU,H,"DX, Heating Water",DXH,Packaged,PRCMC,40000,CFM,12,20
Air Handling Unit,AHU,SM,Air Handling Units,Air Handling Units,Air Handling Unit,AHU,AHU,H,"DX, Heating Water",DXH,Packaged,PRCC,40000,CFM,10,20
Air Handling Unit,AHU,SM,Air Handling Units,Air Handling Units,Air Handling Unit,AHU,AHU,H,"DX, Heating Water",DXH,Packaged,PKG,60000,CFM,18,20
Air Handling Unit,AHU,SM,Air Handling Units,Air Handling Units,Air Handling Unit,AHU,AHU,H,"DX, Heating Water",DXH,Packaged,PKGMC,60000,CFM,20,20
Air Handling Unit,AHU,SM,Air Handling Units,Air Handling Units,Air Handling Unit,AHU,AHU,H,"DX, Heating Water",DXH,Packaged,PWC,60000,CFM,20,20
Air Handling Unit,AHU,SM,Air Handling Units,Air Handling Units,Air Handling Unit,AHU,AHU,H,"DX, Heating Water",DXH,Packaged,PWCMC,60000,CFM,22,20
Air Handling Unit,AHU,SM,Air Handling Units,Air Handling Units,Air Handling Unit,AHU,AHU,H,"DX, Heating Water",DXH,Packaged,PRC,60000,CFM,16,20
Air Handling Unit,AHU,SM,Air Handling Units,Air Handling Units,Air Handling Unit,AHU,AHU,H,"DX, Heating Water",DXH,Packaged,PRCMC,60000,CFM,18,20
Air Handling Unit,AHU,SM,Air Handling Units,Air Handling Units,Air Handling Unit,AHU,AHU,H,"DX, Heating Water",DXH,Packaged,PRCMC,60000,CFM,16,20
Air Handling Unit,AHU,SM,Air Handling Units,Air Handling Units,Air Handling Unit,AHU,AHU,H,"DX, Heating Water",DXH,Packaged,PRCC,60000,CFM,14,20
Air Handling Unit,AHU,SM,Air Handling Units,Air Handling Units,Air Handling Unit,AHU,AHU,H,"DX, Heating Water",DXH,Packaged,PKG,80000,CFM,22,20
Air Handling Unit,AHU,SM,Air Handling Units,Air Handling Units,Air Handling Unit,AHU,AHU,H,"DX, Heating Water",DXH,Packaged,PKGMC,80000,CFM,23,20
Air Handling Unit,AHU,SM,Air Handling Units,Air Handling Units,Air Handling Unit,AHU,AHU,H,"DX, Heating Water",DXH,Packaged,PWC,80000,CFM,24,20
Air Handling Unit,AHU,SM,Air Handling Units,Air Handling Units,Air Handling Unit,AHU,AHU,H,"DX, Heating Water",DXH,Packaged,PWCMC,80000,CFM,26,20
Air Handling Unit,AHU,SM,Air Handling Units,Air Handling Units,Air Handling Unit,AHU,AHU,H,"DX, Heating Water",DXH,Packaged,PRC,80000,CFM,20,20
Air Handling Unit,AHU,SM,Air Handling Units,Air Handling Units,Air Handling Unit,AHU,AHU,H,"DX, Heating Water",DXH,Packaged,PRCMC,80000,CFM,22,20
Air Handling Unit,AHU,SM,Air Handling Units,Air Handling Units,Air Handling Unit,AHU,AHU,H,"DX, Heating Water",DXH,Packaged,PRCMC,80000,CFM,20,20
Air Handling Unit,AHU,SM,Air Handling Units,Air Handling Units,Air Handling Unit,AHU,AHU,H,"DX, Heating Water",DXH,Packaged,PRCC,80000,CFM,18,20
Air Handling Unit,AHU,SM,Air Handling Units,Air Handling Units,Air Handling Unit,AHU,AHU,H,"DX, Heating Water",DXH,Packaged,PKG,100000,CFM,26,20
Air Handling Unit,AHU,SM,Air Handling Units,Air Handling Units,Air Handling Unit,AHU,AHU,H,"DX, Heating Water",DXH,Packaged,PKGMC,100000,CFM,26,20
Air Handling Unit,AHU,SM,Air Handling Units,Air Handling Units,Air Handling Unit,AHU,AHU,H,"DX, Heating Water",DXH,Packaged,PWC,100000,CFM,28,20
Air Handling Unit,AHU,SM,Air Handling Units,Air Handling Units,Air Handling Unit,AHU,AHU,H,"DX, Heating Water",DXH,Packaged,PWCMC,100000,CFM,30,20
Air Handling Unit,AHU,SM,Air Handling Units,Air Handling Units,Air Handling Unit,AHU,AHU,H,"DX, Heating Water",DXH,Packaged,PRC,100000,CFM,22,20
Air Handling Unit,AHU,SM,Air Handling Units,Air Handling Units,Air Handling Unit,AHU,AHU,H,"DX, Heating Water",DXH,Packaged,PRCMC,100000,CFM,24,20
Air Handling Unit,AHU,SM,Air Handling Units,Air Handling Units,Air Handling Unit,AHU,AHU,H,"DX, Heating Water",DXH,Packaged,PRCMC,100000,CFM,22,20
Air Handling Unit,AHU,SM,Air Handling Units,Air Handling Units,Air Handling Unit,AHU,AHU,H,"DX, Heating Water",DXH,Packaged,PRCC,100000,CFM,20,20
Air Handling Unit,AHU,SM,Air Handling Units,Air Handling Units,Air Handling Unit,AHU,AHU,H,Other,OTH,Custom,CST,5000,CFM,5,20
Air Handling Unit,AHU,SM,Air Handling Units,Air Handling Units,Air Handling Unit,AHU,AHU,H,Other,OTH,Custom,CST,10000,CFM,6,20
Air Handling Unit,AHU,SM,Air Handling Units,Air Handling Units,Air Handling Unit,AHU,AHU,H,Other,OTH,Custom,CST,20000,CFM,8,20
Air Handling Unit,AHU,SM,Air Handling Units,Air Handling Units,Air Handling Unit,AHU,AHU,H,Other,OTH,Custom,CST,40000,CFM,12,20
Air Handling Unit,AHU,SM,Air Handling Units,Air Handling Units,Air Handling Unit,AHU,AHU,H,Other,OTH,Custom,CST,60000,CFM,16,20
Air Handling Unit,AHU,SM,Air Handling Units,Air Handling Units,Air Handling Unit,AHU,AHU,H,Other,OTH,Custom,CST,80000,CFM,20,20
Air Handling Unit,AHU,SM,Air Handling Units,Air Handling Units,Air Handling Unit,AHU,AHU,H,Other,OTH,Custom,CST,100000,CFM,22,20
Air Handling Unit,AHU,SM,Air Handling Units,Air Handling Units,Air Handling Unit,AHU,AHU,H,Other,OTH,Packaged,PKG,5000,CFM,5,20
Air Handling Unit,AHU,SM,Air Handling Units,Air Handling Units,Air Handling Unit,AHU,AHU,H,Other,OTH,Packaged,PKG,10000,CFM,6,20
Air Handling Unit,AHU,SM,Air Handling Units,Air Handling Units,Air Handling Unit,AHU,AHU,H,Other,OTH,Packaged,PKG,20000,CFM,8,20
Air Handling Unit,AHU,SM,Air Handling Units,Air Handling Units,Air Handling Unit,AHU,AHU,H,Other,OTH,Packaged,PKG,40000,CFM,12,20
Air Handling Unit,AHU,SM,Air Handling Units,Air Handling Units,Air Handling Unit,AHU,AHU,H,Other,OTH,Packaged,PKG,60000,CFM,16,20
Air Handling Unit,AHU,SM,Air Handling Units,Air Handling Units,Air Handling Unit,AHU,AHU,H,Other,OTH,Packaged,PKG,80000,CFM,20,20
Air Handling Unit,AHU,SM,Air Handling Units,Air Handling Units,Air Handling Unit,AHU,AHU,H,Other,OTH,Packaged,PKG,100000,CFM,22,20
Air Receiver,AC,PL,Medical/Lab Gas Plant,Medical/Lab Gas,Air Receiver,AR,AHU,P,Air Receiver,AR,All,,200,GAL,1,15
Air Receiver,AC,PL,Medical/Lab Gas Plant,Medical/Lab Gas,Air Receiver,AR,AHU,P,Air Receiver,AR,All,,300,GAL,1,15
Air Receiver,AC,PL,Medical/Lab Gas Plant,Medical/Lab Gas,Air Receiver,AR,AHU,P,Air Receiver,AR,All,,500,GAL,1,15
Air Receiver,AC,PL,Medical/Lab Gas Plant,Medical/Lab Gas,Air Receiver,AR,AHU,P,Air Receiver,AR,All,,1000,GAL,1.5,15
Air Receiver,AC,PL,Medical/Lab Gas Plant,Medical/Lab Gas,Air Receiver,AR,AHU,P,Air Receiver,AR,All,,2000,GAL,1.5,15
Air Receiver,AC,PL,Medical/Lab Gas Plant,Medical/Lab Gas,Air Receiver,AR,AHU,P,Air Receiver,AR,All,,3000,GAL,2,15
Air Receiver,AC,PL,Medical/Lab Gas Plant,Medical/Lab Gas,Air Receiver,AR,AHU,P,Air Receiver,AR,All,,5000,GAL,2,15
Air Rotation Unit,ARU,SM,Air Rotation Units,Air Handling Units,Air Rotation Unit,ARU,AHU,H,"Chilled Water, Electric Heat",CHE,Packaged,PKG,10000,CFM,6,20
Air Rotation Unit,ARU,SM,Air Rotation Units,Air Handling Units,Air Rotation Unit,ARU,AHU,H,"Chilled Water, Electric Heat",CHE,Packaged,PKG,20000,CFM,7,20
Air Rotation Unit,ARU,SM,Air Rotation Units,Air Handling Units,Air Rotation Unit,ARU,AHU,H,"Chilled Water, Electric Heat",CHE,Packaged,PKG,40000,CFM,8,20
Air Rotation Unit,ARU,SM,Air Rotation Units,Air Handling Units,Air Rotation Unit,ARU,AHU,H,"Chilled Water, Electric Heat",CHE,Packaged,PKG,60000,CFM,10,20
Air Rotation Unit,ARU,SM,Air Rotation Units,Air Handling Units,Air Rotation Unit,ARU,AHU,H,"Chilled Water, Gas-Fired",CHG,Packaged,PKG,10000,CFM,7,20
Air Rotation Unit,ARU,SM,Air Rotation Units,Air Handling Units,Air Rotation Unit,ARU,AHU,H,"Chilled Water, Gas-Fired",CHG,Packaged,PKG,20000,CFM,8,20
Air Rotation Unit,ARU,SM,Air Rotation Units,Air Handling Units,Air Rotation Unit,ARU,AHU,H,"Chilled Water, Gas-Fired",CHG,Packaged,PKG,40000,CFM,10,20
Air Rotation Unit,ARU,SM,Air Rotation Units,Air Handling Units,Air Rotation Unit,ARU,AHU,H,"Chilled Water, Gas-Fired",CHG,Packaged,PKG,60000,CFM,12,20
Air Rotation Unit,ARU,SM,Air Rotation Units,Air Handling Units,Air Rotation Unit,ARU,AHU,H,"Chilled Water, Heating Water",CHW,Packaged,PKG,10000,CFM,6,20
Air Rotation Unit,ARU,SM,Air Rotation Units,Air Handling Units,Air Rotation Unit,ARU,AHU,H,"Chilled Water, Heating Water",CHW,Packaged,PKG,20000,CFM,7,20
Air Rotation Unit,ARU,SM,Air Rotation Units,Air Handling Units,Air Rotation Unit,ARU,AHU,H,"Chilled Water, Heating Water",CHW,Packaged,PKG,40000,CFM,8,20
Air Rotation Unit,ARU,SM,Air Rotation Units,Air Handling Units,Air Rotation Unit,ARU,AHU,H,"Chilled Water, Heating Water",CHW,Packaged,PKG,60000,CFM,10,20
Air Rotation Unit,ARU,SM,Air Rotation Units,Air Handling Units,Air Rotation Unit,ARU,AHU,H,"Chilled Water, No Heat",CH,Packaged,PKG,10000,CFM,6,20
Air Rotation Unit,ARU,SM,Air Rotation Units,Air Handling Units,Air Rotation Unit,ARU,AHU,H,"Chilled Water, No Heat",CH,Packaged,PKG,20000,CFM,7,20
Air Rotation Unit,ARU,SM,Air Rotation Units,Air Handling Units,Air Rotation Unit,ARU,AHU,H,"Chilled Water, No Heat",CH,Packaged,PKG,40000,CFM,8,20
Air Rotation Unit,ARU,SM,Air Rotation Units,Air Handling Units,Air Rotation Unit,ARU,AHU,H,"Chilled Water, No Heat",CH,Packaged,PKG,60000,CFM,10,20
Air Rotation Unit,ARU,SM,Air Rotation Units,Air Handling Units,Air Rotation Unit,ARU,AHU,H,"DX-Air Cooled, Electric Heat",DXE,Packaged,RC,10000,CFM,6,20
Air Rotation Unit,ARU,SM,Air Rotation Units,Air Handling Units,Air Rotation Unit,ARU,AHU,H,"DX-Air Cooled, Electric Heat",DXE,Packaged,RC,20000,CFM,8,20
Air Rotation Unit,ARU,SM,Air Rotation Units,Air Handling Units,Air Rotation Unit,ARU,AHU,H,"DX-Air Cooled, Electric Heat",DXE,Packaged,RC,40000,CFM,11,20
Air Rotation Unit,ARU,SM,Air Rotation Units,Air Handling Units,Air Rotation Unit,ARU,AHU,H,"DX-Air Cooled, Electric Heat",DXE,Packaged,RC,60000,CFM,14,20
Air Rotation Unit,ARU,SM,Air Rotation Units,Air Handling Units,Air Rotation Unit,ARU,AHU,H,"DX-Air Cooled, Gas-Fired",DXG,Packaged,RC,10000,CFM,7,20
Air Rotation Unit,ARU,SM,Air Rotation Units,Air Handling Units,Air Rotation Unit,ARU,AHU,H,"DX-Air Cooled, Gas-Fired",DXG,Packaged,RC,20000,CFM,9,20
Air Rotation Unit,ARU,SM,Air Rotation Units,Air Handling Units,Air Rotation Unit,ARU,AHU,H,"DX-Air Cooled, Gas-Fired",DXG,Packaged,RC,40000,CFM,12,20
Air Rotation Unit,ARU,SM,Air Rotation Units,Air Handling Units,Air Rotation Unit,ARU,AHU,H,"DX-Air Cooled, Gas-Fired",DXG,Packaged,RC,60000,CFM,14,20
Air Rotation Unit,ARU,SM,Air Rotation Units,Air Handling Units,Air Rotation Unit,ARU,AHU,H,"DX-Air Cooled, Heating Water",DXH,Packaged,RC,10000,CFM,6,20
Air Rotation Unit,ARU,SM,Air Rotation Units,Air Handling Units,Air Rotation Unit,ARU,AHU,H,"DX-Air Cooled, Heating Water",DXH,Packaged,RC,20000,CFM,8,20
Air Rotation Unit,ARU,SM,Air Rotation Units,Air Handling Units,Air Rotation Unit,ARU,AHU,H,"DX-Air Cooled, Heating Water",DXH,Packaged,RC,40000,CFM,11,20
Air Rotation Unit,ARU,SM,Air Rotation Units,Air Handling Units,Air Rotation Unit,ARU,AHU,H,"DX-Air Cooled, Heating Water",DXH,Packaged,RC,60000,CFM,14,20
Air Rotation Unit,ARU,SM,Air Rotation Units,Air Handling Units,Air Rotation Unit,ARU,AHU,H,"DX-Air Cooled, No Heat",DX,Packaged,RC,10000,CFM,6,20
Air Rotation Unit,ARU,SM,Air Rotation Units,Air Handling Units,Air Rotation Unit,ARU,AHU,H,"DX-Air Cooled, No Heat",DX,Packaged,RC,20000,CFM,8,20
Air Rotation Unit,ARU,SM,Air Rotation Units,Air Handling Units,Air Rotation Unit,ARU,AHU,H,"DX-Air Cooled, No Heat",DX,Packaged,RC,40000,CFM,11,20
Air Rotation Unit,ARU,SM,Air Rotation Units,Air Handling Units,Air Rotation Unit,ARU,AHU,H,"DX-Air Cooled, No Heat",DX,Packaged,RC,60000,CFM,14,20
Air Rotation Unit,ARU,SM,Air Rotation Units,Air Handling Units,Air Rotation Unit,ARU,AHU,H,"DX-Water Cooled, Electric Heat",DXWE,Packaged,PKG,10000,CFM,10,20
Air Rotation Unit,ARU,SM,Air Rotation Units,Air Handling Units,Air Rotation Unit,ARU,AHU,H,"DX-Water Cooled, Electric Heat",DXWE,Packaged,PKG,20000,CFM,13,20
Air Rotation Unit,ARU,SM,Air Rotation Units,Air Handling Units,Air Rotation Unit,ARU,AHU,H,"DX-Water Cooled, Electric Heat",DXWE,Packaged,PKG,40000,CFM,16,20
Air Rotation Unit,ARU,SM,Air Rotation Units,Air Handling Units,Air Rotation Unit,ARU,AHU,H,"DX-Water Cooled, Electric Heat",DXWE,Packaged,PKG,60000,CFM,19,20
Air Rotation Unit,ARU,SM,Air Rotation Units,Air Handling Units,Air Rotation Unit,ARU,AHU,H,"DX-Water Cooled, Gas-Fired",DXWG,Packaged,PKG,10000,CFM,11,20
Air Rotation Unit,ARU,SM,Air Rotation Units,Air Handling Units,Air Rotation Unit,ARU,AHU,H,"DX-Water Cooled, Gas-Fired",DXWG,Packaged,PKG,20000,CFM,14,20
Air Rotation Unit,ARU,SM,Air Rotation Units,Air Handling Units,Air Rotation Unit,ARU,AHU,H,"DX-Water Cooled, Gas-Fired",DXWG,Packaged,PKG,40000,CFM,17,20
Air Rotation Unit,ARU,SM,Air Rotation Units,Air Handling Units,Air Rotation Unit,ARU,AHU,H,"DX-Water Cooled, Gas-Fired",DXWG,Packaged,PKG,60000,CFM,20,20
Air Rotation Unit,ARU,SM,Air Rotation Units,Air Handling Units,Air Rotation Unit,ARU,AHU,H,"DX-Water Cooled, Heating Water",DXWHW,Packaged,PKG,10000,CFM,10,20
Air Rotation Unit,ARU,SM,Air Rotation Units,Air Handling Units,Air Rotation Unit,ARU,AHU,H,"DX-Water Cooled, Heating Water",DXWHW,Packaged,PKG,20000,CFM,13,20
Air Rotation Unit,ARU,SM,Air Rotation Units,Air Handling Units,Air Rotation Unit,ARU,AHU,H,"DX-Water Cooled, Heating Water",DXWHW,Packaged,PKG,40000,CFM,16,20
Air Rotation Unit,ARU,SM,Air Rotation Units,Air Handling Units,Air Rotation Unit,ARU,AHU,H,"DX-Water Cooled, Heating Water",DXWHW,Packaged,PKG,60000,CFM,19,20
Air Rotation Unit,ARU,SM,Air Rotation Units,Air Handling Units,Air Rotation Unit,ARU,AHU,H,"DX-Water Cooled, No Heat",DXW,Packaged,PKG,10000,CFM,9,20
Air Rotation Unit,ARU,SM,Air Rotation Units,Air Handling Units,Air Rotation Unit,ARU,AHU,H,"DX-Water Cooled, No Heat",DXW,Packaged,PKG,20000,CFM,12,20
Air Rotation Unit,ARU,SM,Air Rotation Units,Air Handling Units,Air Rotation Unit,ARU,AHU,H,"DX-Water Cooled, No Heat",DXW,Packaged,PKG,40000,CFM,15,20
Air Rotation Unit,ARU,SM,Air Rotation Units,Air Handling Units,Air Rotation Unit,ARU,AHU,H,"DX-Water Cooled, No Heat",DXW,Packaged,PKG,60000,CFM,18,20
Air Rotation Unit,ARU,SM,Air Rotation Units,Air Handling Units,Air Rotation Unit,ARU,AHU,H,"No Cooling, Electric Heat",ELE,Packaged,PKG,10000,CFM,6,20
Air Rotation Unit,ARU,SM,Air Rotation Units,Air Handling Units,Air Rotation Unit,ARU,AHU,H,"No Cooling, Electric Heat",ELE,Packaged,PKG,20000,CFM,7,20
Air Rotation Unit,ARU,SM,Air Rotation Units,Air Handling Units,Air Rotation Unit,ARU,AHU,H,"No Cooling, Electric Heat",ELE,Packaged,PKG,40000,CFM,8,20
Air Rotation Unit,ARU,SM,Air Rotation Units,Air Handling Units,Air Rotation Unit,ARU,AHU,H,"No Cooling, Electric Heat",ELE,Packaged,PKG,60000,CFM,10,20
Air Rotation Unit,ARU,SM,Air Rotation Units,Air Handling Units,Air Rotation Unit,ARU,AHU,H,"No Cooling, Gas-Fired",GAS,Packaged,PKG,10000,CFM,6,20
Air Rotation Unit,ARU,SM,Air Rotation Units,Air Handling Units,Air Rotation Unit,ARU,AHU,H,"No Cooling, Gas-Fired",GAS,Packaged,PKG,20000,CFM,8,20
Air Rotation Unit,ARU,SM,Air Rotation Units,Air Handling Units,Air Rotation Unit,ARU,AHU,H,"No Cooling, Gas-Fired",GAS,Packaged,PKG,40000,CFM,10,20
Air Rotation Unit,ARU,SM,Air Rotation Units,Air Handling Units,Air Rotation Unit,ARU,AHU,H,"No Cooling, Gas-Fired",GAS,Packaged,PKG,60000,CFM,14,20
Air Rotation Unit,ARU,SM,Air Rotation Units,Air Handling Units,Air Rotation Unit,ARU,AHU,H,"No Cooling, Heating Water",HW,Packaged,PKG,10000,CFM,6,20
Air Rotation Unit,ARU,SM,Air Rotation Units,Air Handling Units,Air Rotation Unit,ARU,AHU,H,"No Cooling, Heating Water",HW,Packaged,PKG,20000,CFM,7,20
Air Rotation Unit,ARU,SM,Air Rotation Units,Air Handling Units,Air Rotation Unit,ARU,AHU,H,"No Cooling, Heating Water",HW,Packaged,PKG,40000,CFM,8,20
Air Rotation Unit,ARU,SM,Air Rotation Units,Air Handling Units,Air Rotation Unit,ARU,AHU,H,"No Cooling, Heating Water",HW,Packaged,PKG,60000,CFM,10,20
Air Rotation Unit,ARU,SM,Air Rotation Units,Air Handling Units,Air Rotation Unit,ARU,AHU,H,"No Cooling, No Heat",NOH,Packaged,PKG,10000,CFM,5,20
Air Rotation Unit,ARU,SM,Air Rotation Units,Air Handling Units,Air Rotation Unit,ARU,AHU,H,"No Cooling, No Heat",NOH,Packaged,PKG,20000,CFM,6,20
Air Rotation Unit,ARU,SM,Air Rotation Units,Air Handling Units,Air Rotation Unit,ARU,AHU,H,"No Cooling, No Heat",NOH,Packaged,PKG,40000,CFM,9,20
Air Rotation Unit,ARU,SM,Air Rotation Units,Air Handling Units,Air Rotation Unit,ARU,AHU,H,"No Cooling, No Heat",NOH,Packaged,PKG,60000,CFM,12,20
Air Scoop,ASC,PL,Domestic Water Plant,Domestic Water,Air Scoop,ASC,Other,P,All,,Flanged,FLG,2,INCHES,0.25,20
Air Scoop,ASC,PL,Domestic Water Plant,Domestic Water,Air Scoop,ASC,Other,P,All,,Threaded,THD,4,INCHES,0.25,20
Air Scoop,ASC,PL,Domestic Water Plant,Domestic Water,Air Scoop,ASC,Other,P,All,,Threaded,THD,6,INCHES,0.25,20
Air Scoop,ASC,PF,Heating Water Boiler Plant,Heating Water,Air Scoop,ASC,Other,H,All,,Flanged,FLG,2,INCHES,0.25,20
Air Scoop,ASC,PF,Heating Water Boiler Plant,Heating Water,Air Scoop,ASC,Other,H,All,,Threaded,THD,4,INCHES,0.25,20
Air Scoop,ASC,PF,Heating Water Boiler Plant,Heating Water,Air Scoop,ASC,Other,H,All,,Threaded,THD,6,INCHES,0.25,20
Air Separator,AS,PF,"Chiller Plant, Cooling Tower Plant, Hot Water Boiler Plant","Chilled, Condenser, Heating Water",Air Separator,AS,AS,H,All,,Flanged,FLG,8,INCHES,0.25,20
Air Separator,AS,PF,"Chiller Plant, Cooling Tower Plant, Hot Water Boiler Plant","Chilled, Condenser, Heating Water",Air Separator,AS,AS,H,All,,Flanged,FLG,12,INCHES,0.5,20
Air Separator,AS,PF,"Chiller Plant, Cooling Tower Plant, Hot Water Boiler Plant","Chilled, Condenser, Heating Water",Air Separator,AS,AS,H,All,,Flanged,FLG,20,INCHES,0.5,20
Air Separator,AS,PF,"Chiller Plant, Cooling Tower Plant, Hot Water Boiler Plant","Chilled, Condenser, Heating Water",Air Separator,AS,AS,H,All,,Threaded,THD,4,INCHES,0.5,20
Accessory,ACC,PL,Medical/Lab Gas Plant,Medical/Lab Gas,Alarm Panel,AP,AP,P,Alarm Panel,AP,All,,1,EA,0.5,20
Fixture,FIX,PL,Fixtures,Fixtures,Area Drain,AD,RD/ORD,P,Roof Drains,RD,Area Drain,AD,0,N/A,0.5,25
Baseboard Radiation,BBR,PF,Air Handling System Terminal Equipment,Terminal Equipment,Baseboard Radiation,BBR,BBR,H,Electric,ELE,With Cover,CVR,1,LF,0.1,13
Baseboard Radiation,BBR,PF,Air Handling System Terminal Equipment,Terminal Equipment,Baseboard Radiation,BBR,BBR,H,Electric,ELE,With Cover,CVR,3,LF,0.3,13
Baseboard Radiation,BBR,PF,Air Handling System Terminal Equipment,Terminal Equipment,Baseboard Radiation,BBR,BBR,H,Electric,ELE,With Cover,CVR,4,LF,0.4,13
Baseboard Radiation,BBR,PF,Air Handling System Terminal Equipment,Terminal Equipment,Baseboard Radiation,BBR,BBR,H,Electric,ELE,With Cover,CVR,8,LF,0.8,13
Baseboard Radiation,BBR,PF,Air Handling System Terminal Equipment,Terminal Equipment,Baseboard Radiation,BBR,BBR,H,Hot Water,HW,Open (Without Cover),OPN,1,LF,0.1,20
Baseboard Radiation,BBR,PF,Air Handling System Terminal Equipment,Terminal Equipment,Baseboard Radiation,BBR,BBR,H,Hot Water,HW,With Cover,CVR,1,LF,0.1,20
Baseboard Radiation,BBR,PF,Air Handling System Terminal Equipment,Terminal Equipment,Baseboard Radiation,BBR,BBR,H,Hot Water,HW,With Cover,CVR,3,LF,0.3,20
Baseboard Radiation,BBR,PF,Air Handling System Terminal Equipment,Terminal Equipment,Baseboard Radiation,BBR,BBR,H,Hot Water,HW,With Cover,CVR,4,LF,0.4,20
Baseboard Radiation,BBR,PF,Air Handling System Terminal Equipment,Terminal Equipment,Baseboard Radiation,BBR,BBR,H,Hot Water,HW,With Cover,CVR,8,LF,0.8,20
Accessory,ACC,PF,Cooling Tower Plant,Condenser Water,Basket Strainer,BS,BS,H,Basket Strainer,BS,All,,4,INCHES,0.8,25
Accessory,ACC,PF,Cooling Tower Plant,Condenser Water,Basket Strainer,BS,BS,H,Basket Strainer,BS,All,,8,INCHES,0.8,25
Accessory,ACC,PF,Steam Boiler Plant,Steam,Boiler Blow Down,BLW,Other,H,Blow Down,BLW,Floor Mounted,FLR,100,GAL,1.5,20
Accessory,ACC,PF,Steam Boiler Plant,Steam,Boiler Blow Down,BLW,Other,H,Blow Down,BLW,Floor Mounted,FLR,250,GAL,2,20
Accessory,ACC,PF,Steam Boiler Plant,Steam,Boiler Blow Down,BLW,Other,H,Blow Down,BLW,Floor Mounted,FLR,500,GAL,2.5,20
Accessory,ACC,PF,Steam Boiler Plant,Steam,Boiler Blow Down,BLW,Other,H,Blow Down,BLW,Floor Mounted,FLR,1000,GAL,3.5,20
Accessory,ACC,PF,Steam Boiler Plant,Steam,Boiler Blow Down,BLW,Other,H,Blow Down,BLW,Floor Mounted,FLR,2000,GAL,4,20
Accessory,ACC,PF,Steam Boiler Plant,Steam,Boiler Deaerator System with Pump,DEA,Other,H,Deaerator,DEA,with Pumps,PMP,100,HP,4,20
Accessory,ACC,PF,Steam Boiler Plant,Steam,Boiler Deaerator System with Pump,DEA,Other,H,Deaerator,DEA,with Pumps,PMP,200,HP,4.5,20
Accessory,ACC,PF,Steam Boiler Plant,Steam,Boiler Deaerator System with Pump,DEA,Other,H,Deaerator,DEA,with Pumps,PMP,300,HP,5,20
Accessory,ACC,PF,Steam Boiler Plant,Steam,Boiler Deaerator System with Pump,DEA,Other,H,Deaerator,DEA,with Pumps,PMP,400,HP,5.5,20
Accessory,ACC,PF,Steam Boiler Plant,Steam,Boiler Deaerator System with Pump,DEA,Other,H,Deaerator,DEA,with Pumps,PMP,500,HP,6.5,20
Accessory,ACC,PF,Steam Boiler Plant,Steam,Boiler Deaerator System with Pump,DEA,Other,H,Deaerator,DEA,with Pumps,PMP,750,HP,7,20
Accessory,ACC,PF,Steam Boiler Plant,Steam,Boiler Deaerator System with Pump,DEA,Other,H,Deaerator,DEA,with Pumps,PMP,1000,HP,7.5,20
Accessory,ACC,PF,Steam Boiler Plant,Steam,Boiler Deaerator System with Pump,DEA,Other,H,Deaerator,DEA,with Pumps,PMP,1500,HP,8,20
Accessory,ACC,PF,Steam Boiler Plant,Steam,Boiler Deaerator System with Pump,DEA,Other,H,Deaerator,DEA,with Pumps,PMP,2000,HP,9,20
Accessory,ACC,PF,Steam Boiler Plant,Steam,Boiler Deaerator System with Pump,DEA,Other,H,Deaerator,DEA,with Pumps,PMP,3000,HP,9.5,20
Accessory,ACC,PF,Steam Boiler Plant,Steam,Boiler Deaerator System with Pump,DEA,Other,H,Deaerator,DEA,with Pumps,PMP,4000,HP,10,20
Accessory,ACC,PF,Steam Boiler Plant,Steam,Boiler Deaerator System with Pump,DEA,Other,H,Deaerator,DEA,with Pumps,PMP,5000,HP,11,20
Accessory,ACC,PF,Steam Boiler Plant,Steam,Boiler Feed System with Pump,FEED,Other,H,Feed System,FEED,with Pumps,PMP,40,GAL,3,15
Accessory,ACC,PF,Steam Boiler Plant,Steam,Boiler Feed System with Pump,FEED,Other,H,Feed System,FEED,with Pumps,PMP,65,GAL,3.5,15
Accessory,ACC,PF,Steam Boiler Plant,Steam,Boiler Feed System with Pump,FEED,Other,H,Feed System,FEED,with Pumps,PMP,100,GAL,4,15
Accessory,ACC,PF,Steam Boiler Plant,Steam,Boiler Feed System with Pump,FEED,Other,H,Feed System,FEED,with Pumps,PMP,200,GAL,5,15
Accessory,ACC,PF,Steam Boiler Plant,Steam,Boiler Feed System with Pump,FEED,Other,H,Feed System,FEED,with Pumps,PMP,350,GAL,5.5,15
Accessory,ACC,PF,Steam Boiler Plant,Steam,Boiler Feed System with Pump,FEED,Other,H,Feed System,FEED,with Pumps,PMP,500,GAL,6,15
Fixture,FIX,PL,Fixtures,Fixtures,Bottle Filling Station,BFS,DMW/WV,P,Domestic Water,DMW,Bottle Filling Station,BFS,0,N/A,0.6,20
Bypass Filter Feeder,BYF,PF,"Chiller Plant, Cooling Tower Plant, Hot Water Boiler Plant","Chilled, Condenser, Heating Water",Bypass Filter Feeder,BYF,Other,H,All,,All,,2,GAL,0.6,20
Bypass Filter Feeder,BYF,PF,"Chiller Plant, Cooling Tower Plant, Hot Water Boiler Plant","Chilled, Condenser, Heating Water",Bypass Filter Feeder,BYF,Other,H,All,,All,,10,GAL,0.6,20
Cabinet Unit Heater,CUH,PF,Air Handling System Terminal Equipment,Terminal Equipment,Cabinet Unit Heater,ECUH,CUH,H,Electric,ELE,Floor Mounted,FLR,25,MBH,1,20
Cabinet Unit Heater,CUH,PF,Air Handling System Terminal Equipment,Terminal Equipment,Cabinet Unit Heater,ECUH,CUH,H,Electric,ELE,Floor Mounted,FLR,75,MBH,1,13
Cabinet Unit Heater,CUH,PF,Air Handling System Terminal Equipment,Terminal Equipment,Cabinet Unit Heater,ECUH,CUH,H,Electric,ELE,Floor Mounted,FLR,125,MBH,1,13
Cabinet Unit Heater,CUH,PF,Air Handling System Terminal Equipment,Terminal Equipment,Cabinet Unit Heater,CUH,CUH,H,Hot Water,HW,Floor Mounted,FLR,25,MBH,1,20
Cabinet Unit Heater,CUH,PF,Air Handling System Terminal Equipment,Terminal Equipment,Cabinet Unit Heater,CUH,CUH,H,Hot Water,HW,Floor Mounted,FLR,75,MBH,1,20
Cabinet Unit Heater,CUH,PF,Air Handling System Terminal Equipment,Terminal Equipment,Cabinet Unit Heater,CUH,CUH,H,Hot Water,HW,Floor Mounted,FLR,125,MBH,1,20
Cabinet Unit Heater,CUH,PF,Air Handling System Terminal Equipment,Terminal Equipment,Cabinet Unit Heater,CUH,CUH,H,Steam,STM,Floor Mounted,FLR,25,MBH,1,20
Cabinet Unit Heater,CUH,PF,Air Handling System Terminal Equipment,Terminal Equipment,Cabinet Unit Heater,CUH,CUH,H,Steam,STM,Floor Mounted,FLR,75,MBH,1,20
Cabinet Unit Heater,CUH,PF,Air Handling System Terminal Equipment,Terminal Equipment,Cabinet Unit Heater,CUH,CUH,H,Steam,STM,Floor Mounted,FLR,125,MBH,1,20
Chiller,CH,PF,Chiller Plant,Chilled Water,Chiller,CH,CH,H,Air Cooled,AIR,Package with Pump,PKG,10,TONS,10,20
Chiller,CH,PF,Chiller Plant,Chilled Water,Chiller,CH,CH,H,Air Cooled,AIR,Package with Pump,PKG,25,TONS,12,20
Chiller,CH,PF,Chiller Plant,Chilled Water,Chiller,CH,CH,H,Air Cooled,AIR,Package with Pump,PKG,50,TONS,14,20
Chiller,CH,PF,Chiller Plant,Chilled Water,Chiller,CH,CH,H,Air Cooled,AIR,Package with Pump,PKG,70,TONS,16,20
Chiller,CH,PF,Chiller Plant,Chilled Water,Chiller,CH,CH,H,Air Cooled,AIR,Package with Pump,PKG,100,TONS,18,20
Chiller,CH,PF,Chiller Plant,Chilled Water,Chiller,CH,CH,H,Air Cooled,AIR,Package with Pump,PKG,150,TONS,22,20
Chiller,CH,PF,Chiller Plant,Chilled Water,Chiller,CH,CH,H,Air Cooled,AIR,Package with Pump,PKG,200,TONS,26,20
Chiller,CH,PF,Chiller Plant,Chilled Water,Chiller,CH,CH,H,Air Cooled,AIR,Package with Pump,PKG,250,TONS,30,20
Chiller,CH,PF,Chiller Plant,Chilled Water,Chiller,CH,CH,H,Air Cooled,AIR,Reciprocating,RCP,10,TONS,6,20
Chiller,CH,PF,Chiller Plant,Chilled Water,Chiller,CH,CH,H,Air Cooled,AIR,Reciprocating,RCPMC,10,TONS,7,20
Chiller,CH,PF,Chiller Plant,Chilled Water,Chiller,CH,CH,H,Air Cooled,AIR,Reciprocating,RCPPMP,10,TONS,8,20
Chiller,CH,PF,Chiller Plant,Chilled Water,Chiller,CH,CH,H,Air Cooled,AIR,Reciprocating,RPMPMC,10,TONS,9,20
Chiller,CH,PF,Chiller Plant,Chilled Water,Chiller,CH,CH,H,Air Cooled,AIR,Reciprocating,RCP,25,TONS,8.5,20
Chiller,CH,PF,Chiller Plant,Chilled Water,Chiller,CH,CH,H,Air Cooled,AIR,Reciprocating,RCPMC,25,TONS,10,20
Chiller,CH,PF,Chiller Plant,Chilled Water,Chiller,CH,CH,H,Air Cooled,AIR,Reciprocating,RCPPMP,25,TONS,10,20
Chiller,CH,PF,Chiller Plant,Chilled Water,Chiller,CH,CH,H,Air Cooled,AIR,Reciprocating,RPMPMC,25,TONS,11,20
Chiller,CH,PF,Chiller Plant,Chilled Water,Chiller,CH,CH,H,Air Cooled,AIR,Reciprocating,RCP,50,TONS,11,20
Chiller,CH,PF,Chiller Plant,Chilled Water,Chiller,CH,CH,H,Air Cooled,AIR,Reciprocating,RCPMC,50,TONS,13,20
Chiller,CH,PF,Chiller Plant,Chilled Water,Chiller,CH,CH,H,Air Cooled,AIR,Reciprocating,RCPPMP,50,TONS,14,20
Chiller,CH,PF,Chiller Plant,Chilled Water,Chiller,CH,CH,H,Air Cooled,AIR,Reciprocating,RPMPMC,50,TONS,15,20
Chiller,CH,PF,Chiller Plant,Chilled Water,Chiller,CH,CH,H,Air Cooled,AIR,Reciprocating,RCP,70,TONS,12,20
Chiller,CH,PF,Chiller Plant,Chilled Water,Chiller,CH,CH,H,Air Cooled,AIR,Reciprocating,RCPMC,70,TONS,15,20
Chiller,CH,PF,Chiller Plant,Chilled Water,Chiller,CH,CH,H,Air Cooled,AIR,Reciprocating,RCPPMP,70,TONS,16,20
Chiller,CH,PF,Chiller Plant,Chilled Water,Chiller,CH,CH,H,Air Cooled,AIR,Reciprocating,RPMPMC,70,TONS,18,20
Chiller,CH,PF,Chiller Plant,Chilled Water,Chiller,CH,CH,H,Air Cooled,AIR,Reciprocating,RCP,100,TONS,14,20
Chiller,CH,PF,Chiller Plant,Chilled Water,Chiller,CH,CH,H,Air Cooled,AIR,Reciprocating,RCPMC,100,TONS,17,20
Chiller,CH,PF,Chiller Plant,Chilled Water,Chiller,CH,CH,H,Air Cooled,AIR,Reciprocating,RCPPMP,100,TONS,18,20
Chiller,CH,PF,Chiller Plant,Chilled Water,Chiller,CH,CH,H,Air Cooled,AIR,Reciprocating,RPMPMC,100,TONS,20,20
Chiller,CH,PF,Chiller Plant,Chilled Water,Chiller,CH,CH,H,Air Cooled,AIR,Reciprocating,RCP,150,TONS,16,20
Chiller,CH,PF,Chiller Plant,Chilled Water,Chiller,CH,CH,H,Air Cooled,AIR,Reciprocating,RCPMC,150,TONS,19,20
Chiller,CH,PF,Chiller Plant,Chilled Water,Chiller,CH,CH,H,Air Cooled,AIR,Reciprocating,RCPPMP,150,TONS,22,20
Chiller,CH,PF,Chiller Plant,Chilled Water,Chiller,CH,CH,H,Air Cooled,AIR,Reciprocating,RPMPMC,150,TONS,23,20
Chiller,CH,PF,Chiller Plant,Chilled Water,Chiller,CH,CH,H,Air Cooled,AIR,Reciprocating,RCP,200,TONS,18,20
Chiller,CH,PF,Chiller Plant,Chilled Water,Chiller,CH,CH,H,Air Cooled,AIR,Reciprocating,RCPMC,200,TONS,21,20
Chiller,CH,PF,Chiller Plant,Chilled Water,Chiller,CH,CH,H,Air Cooled,AIR,Reciprocating,RCPPMP,200,TONS,24,20
Chiller,CH,PF,Chiller Plant,Chilled Water,Chiller,CH,CH,H,Air Cooled,AIR,Reciprocating,RPMPMC,200,TONS,25,20
Chiller,CH,PF,Chiller Plant,Chilled Water,Chiller,CH,CH,H,Air Cooled,AIR,Reciprocating,RCP,250,TONS,20,20
Chiller,CH,PF,Chiller Plant,Chilled Water,Chiller,CH,CH,H,Air Cooled,AIR,Reciprocating,RCPMC,250,TONS,24,20
Chiller,CH,PF,Chiller Plant,Chilled Water,Chiller,CH,CH,H,Air Cooled,AIR,Reciprocating,RCPPMP,250,TONS,26,20
Chiller,CH,PF,Chiller Plant,Chilled Water,Chiller,CH,CH,H,Air Cooled,AIR,Reciprocating,RPMPMC,250,TONS,27,20
Chiller,CH,PF,Chiller Plant,Chilled Water,Chiller,CH,CH,H,Air Cooled,AIR,Screw,SCW,25,TONS,8,20
Chiller,CH,PF,Chiller Plant,Chilled Water,Chiller,CH,CH,H,Air Cooled,AIR,Screw,SCWMC,25,TONS,9,20
Chiller,CH,PF,Chiller Plant,Chilled Water,Chiller,CH,CH,H,Air Cooled,AIR,Screw,SCWPMP,25,TONS,10,20
Chiller,CH,PF,Chiller Plant,Chilled Water,Chiller,CH,CH,H,Air Cooled,AIR,Screw,SPMPMC,25,TONS,12,20
Chiller,CH,PF,Chiller Plant,Chilled Water,Chiller,CH,CH,H,Air Cooled,AIR,Screw,SCW,50,TONS,10,20
Chiller,CH,PF,Chiller Plant,Chilled Water,Chiller,CH,CH,H,Air Cooled,AIR,Screw,SCWMC,50,TONS,11,20
Chiller,CH,PF,Chiller Plant,Chilled Water,Chiller,CH,CH,H,Air Cooled,AIR,Screw,SCWPMP,50,TONS,12,20
Chiller,CH,PF,Chiller Plant,Chilled Water,Chiller,CH,CH,H,Air Cooled,AIR,Screw,SPMPMC,50,TONS,14,20
Chiller,CH,PF,Chiller Plant,Chilled Water,Chiller,CH,CH,H,Air Cooled,AIR,Screw,SCW,75,TONS,12,20
Chiller,CH,PF,Chiller Plant,Chilled Water,Chiller,CH,CH,H,Air Cooled,AIR,Screw,SCWMC,75,TONS,13,20
Chiller,CH,PF,Chiller Plant,Chilled Water,Chiller,CH,CH,H,Air Cooled,AIR,Screw,SCWPMP,75,TONS,14,20
Chiller,CH,PF,Chiller Plant,Chilled Water,Chiller,CH,CH,H,Air Cooled,AIR,Screw,SPMPMC,75,TONS,16,20
Chiller,CH,PF,Chiller Plant,Chilled Water,Chiller,CH,CH,H,Air Cooled,AIR,Screw,SCW,100,TONS,14,20
Chiller,CH,PF,Chiller Plant,Chilled Water,Chiller,CH,CH,H,Air Cooled,AIR,Screw,SCWMC,100,TONS,15,20
Chiller,CH,PF,Chiller Plant,Chilled Water,Chiller,CH,CH,H,Air Cooled,AIR,Screw,SCWPMP,100,TONS,16,20
Chiller,CH,PF,Chiller Plant,Chilled Water,Chiller,CH,CH,H,Air Cooled,AIR,Screw,SPMPMC,100,TONS,18,20
Chiller,CH,PF,Chiller Plant,Chilled Water,Chiller,CH,CH,H,Air Cooled,AIR,Screw,SCW,150,TONS,16,20
Chiller,CH,PF,Chiller Plant,Chilled Water,Chiller,CH,CH,H,Air Cooled,AIR,Screw,SCWMC,150,TONS,17,20
Chiller,CH,PF,Chiller Plant,Chilled Water,Chiller,CH,CH,H,Air Cooled,AIR,Screw,SCWPMP,150,TONS,20,20
Chiller,CH,PF,Chiller Plant,Chilled Water,Chiller,CH,CH,H,Air Cooled,AIR,Screw,SPMPMC,150,TONS,22,20
Chiller,CH,PF,Chiller Plant,Chilled Water,Chiller,CH,CH,H,Air Cooled,AIR,Screw,SCW,200,TONS,19,20
Chiller,CH,PF,Chiller Plant,Chilled Water,Chiller,CH,CH,H,Air Cooled,AIR,Screw,SCWMC,200,TONS,20,20
Chiller,CH,PF,Chiller Plant,Chilled Water,Chiller,CH,CH,H,Air Cooled,AIR,Screw,SCWPMP,200,TONS,24,20
Chiller,CH,PF,Chiller Plant,Chilled Water,Chiller,CH,CH,H,Air Cooled,AIR,Screw,SPMPMC,200,TONS,26,20
Chiller,CH,PF,Chiller Plant,Chilled Water,Chiller,CH,CH,H,Air Cooled,AIR,Screw,SCW,250,TONS,22,20
Chiller,CH,PF,Chiller Plant,Chilled Water,Chiller,CH,CH,H,Air Cooled,AIR,Screw,SCWMC,250,TONS,23,20
Chiller,CH,PF,Chiller Plant,Chilled Water,Chiller,CH,CH,H,Air Cooled,AIR,Screw,SCWPMP,250,TONS,28,20
Chiller,CH,PF,Chiller Plant,Chilled Water,Chiller,CH,CH,H,Air Cooled,AIR,Screw,SPMPMC,250,TONS,30,20
Chiller,CH,PF,Chiller Plant,Chilled Water,Chiller,CH,CH,H,Air Cooled,AIR,Screw,SCW,300,TONS,23,20
Chiller,CH,PF,Chiller Plant,Chilled Water,Chiller,CH,CH,H,Air Cooled,AIR,Screw,SCWMC,300,TONS,24,20
Chiller,CH,PF,Chiller Plant,Chilled Water,Chiller,CH,CH,H,Air Cooled,AIR,Screw,SCWPMP,300,TONS,30,20
Chiller,CH,PF,Chiller Plant,Chilled Water,Chiller,CH,CH,H,Air Cooled,AIR,Screw,SPMPMC,300,TONS,32,20
Chiller,CH,PF,Chiller Plant,Chilled Water,Chiller,CH,CH,H,Air Cooled,AIR,Screw,SCW,350,TONS,25,20
Chiller,CH,PF,Chiller Plant,Chilled Water,Chiller,CH,CH,H,Air Cooled,AIR,Screw,SCWMC,350,TONS,26,20
Chiller,CH,PF,Chiller Plant,Chilled Water,Chiller,CH,CH,H,Air Cooled,AIR,Screw,SCWPMP,350,TONS,32,20
Chiller,CH,PF,Chiller Plant,Chilled Water,Chiller,CH,CH,H,Air Cooled,AIR,Screw,SPMPMC,350,TONS,34,20
Chiller,CH,PF,Chiller Plant,Chilled Water,Chiller,CH,CH,H,Air Cooled,AIR,Screw,SCW,400,TONS,27,20
Chiller,CH,PF,Chiller Plant,Chilled Water,Chiller,CH,CH,H,Air Cooled,AIR,Screw,SCWMC,400,TONS,28,20
Chiller,CH,PF,Chiller Plant,Chilled Water,Chiller,CH,CH,H,Air Cooled,AIR,Screw,SCWPMP,400,TONS,34,20
Chiller,CH,PF,Chiller Plant,Chilled Water,Chiller,CH,CH,H,Air Cooled,AIR,Screw,SPMPMC,400,TONS,36,20
Chiller,CH,PF,Chiller Plant,Chilled Water,Chiller,CH,CH,H,Air Cooled,AIR,Screw,SCW,500,TONS,30,20
Chiller,CH,PF,Chiller Plant,Chilled Water,Chiller,CH,CH,H,Air Cooled,AIR,Screw,SCWMC,500,TONS,31,20
Chiller,CH,PF,Chiller Plant,Chilled Water,Chiller,CH,CH,H,Air Cooled,AIR,Screw,SCWPMP,500,TONS,36,20
Chiller,CH,PF,Chiller Plant,Chilled Water,Chiller,CH,CH,H,Air Cooled,AIR,Screw,SPMPMC,500,TONS,38,20
Chiller,CH,PF,Chiller Plant,Chilled Water,Chiller,CH,CH,H,Air Cooled,AIR,Screw,SCW,600,TONS,33,20
Chiller,CH,PF,Chiller Plant,Chilled Water,Chiller,CH,CH,H,Air Cooled,AIR,Screw,SCWMC,600,TONS,34,20
Chiller,CH,PF,Chiller Plant,Chilled Water,Chiller,CH,CH,H,Air Cooled,AIR,Screw,SCWPMP,600,TONS,40,20
Chiller,CH,PF,Chiller Plant,Chilled Water,Chiller,CH,CH,H,Air Cooled,AIR,Screw,SPMPMC,600,TONS,42,20
Chiller,CH,PF,Chiller Plant,Chilled Water,Chiller,CH,CH,H,Air Cooled,AIR,Scroll,SCR,20,TONS,8,20
Chiller,CH,PF,Chiller Plant,Chilled Water,Chiller,CH,CH,H,Air Cooled,AIR,Scroll,SCR,40,TONS,10,20
Chiller,CH,PF,Chiller Plant,Chilled Water,Chiller,CH,CH,H,Air Cooled,AIR,Scroll,SCR,60,TONS,12,20
Chiller,CH,PF,Chiller Plant,Chilled Water,Chiller,CH,CH,H,Air Cooled,AIR,Scroll,SCR,80,TONS,14,20
Chiller,CH,PF,Chiller Plant,Chilled Water,Chiller,CH,CH,H,Air Cooled,AIR,Scroll,SCRMC,80,TONS,16,20
Chiller,CH,PF,Chiller Plant,Chilled Water,Chiller,CH,CH,H,Air Cooled,AIR,Scroll,SCRPMP,80,TONS,16,20
Chiller,CH,PF,Chiller Plant,Chilled Water,Chiller,CH,CH,H,Air Cooled,AIR,Scroll,SPMPMC,80,TONS,17,20
Chiller,CH,PF,Chiller Plant,Chilled Water,Chiller,CH,CH,H,Air Cooled,AIR,Scroll,SCR,100,TONS,16,20
Chiller,CH,PF,Chiller Plant,Chilled Water,Chiller,CH,CH,H,Air Cooled,AIR,Scroll,SPMPMC,100,TONS,20,20
Chiller,CH,PF,Chiller Plant,Chilled Water,Chiller,CH,CH,H,Air Cooled,AIR,Scroll,SCRMC,100,TONS,18,20
Chiller,CH,PF,Chiller Plant,Chilled Water,Chiller,CH,CH,H,Air Cooled,AIR,Scroll,SCRPMP,100,TONS,18,20
Chiller,CH,PF,Chiller Plant,Chilled Water,Chiller,CH,CH,H,Air Cooled,AIR,Scroll,SCR,150,TONS,20,20
Chiller,CH,PF,Chiller Plant,Chilled Water,Chiller,CH,CH,H,Air Cooled,AIR,Scroll,SPMPMC,150,TONS,24,20
Chiller,CH,PF,Chiller Plant,Chilled Water,Chiller,CH,CH,H,Air Cooled,AIR,Scroll,SCRMC,150,TONS,22,20
Chiller,CH,PF,Chiller Plant,Chilled Water,Chiller,CH,CH,H,Air Cooled,AIR,Scroll,SCRPMP,150,TONS,23,20
Chiller,CH,PF,Chiller Plant,Chilled Water,Chiller,CH,CH,H,Air Cooled,AIR,Scroll,SCR,200,TONS,24,20
Chiller,CH,PF,Chiller Plant,Chilled Water,Chiller,CH,CH,H,Air Cooled,AIR,Scroll,SPMPMC,200,TONS,30,20
Chiller,CH,PF,Chiller Plant,Chilled Water,Chiller,CH,CH,H,Air Cooled,AIR,Scroll,SCRMC,200,TONS,26,20
Chiller,CH,PF,Chiller Plant,Chilled Water,Chiller,CH,CH,H,Air Cooled,AIR,Scroll,SCRPMP,200,TONS,27,20
Chiller,CH,PF,Chiller Plant,Chilled Water,Chiller,CH,CH,H,Water Cooled,WTR,Absorption,ABS,200,TONS,42,23
Chiller,CH,PF,Chiller Plant,Chilled Water,Chiller,CH,CH,H,Water Cooled,WTR,Absorption,ABS,400,TONS,48,23
Chiller,CH,PF,Chiller Plant,Chilled Water,Chiller,CH,CH,H,Water Cooled,WTR,Absorption,ABS,600,TONS,52,23
Chiller,CH,PF,Chiller Plant,Chilled Water,Chiller,CH,CH,H,Water Cooled,WTR,Absorption,ABS,800,TONS,60,23
Chiller,CH,PF,Chiller Plant,Chilled Water,Chiller,CH,CH,H,Water Cooled,WTR,Absorption,ABS,1000,TONS,62,23
Chiller,CH,PF,Chiller Plant,Chilled Water,Chiller,CH,CH,H,Water Cooled,WTR,Absorption,ABS,1500,TONS,68,23
Chiller,CH,PF,Chiller Plant,Chilled Water,Chiller,CH,CH,H,Water Cooled,WTR,Absorption,ABS,2000,TONS,72,23
Chiller,CH,PF,Chiller Plant,Chilled Water,Chiller,CH,CH,H,Water Cooled,WTR,Absorption,ABS,2500,TONS,78,23
Chiller,CH,PF,Chiller Plant,Chilled Water,Chiller,CH,CH,H,Water Cooled,WTR,Centrifugal,CNT,200,TONS,32,23
Chiller,CH,PF,Chiller Plant,Chilled Water,Chiller,CH,CH,H,Water Cooled,WTR,Centrifugal,CNT,400,TONS,42,23
Chiller,CH,PF,Chiller Plant,Chilled Water,Chiller,CH,CH,H,Water Cooled,WTR,Centrifugal,CNT,600,TONS,48,23
Chiller,CH,PF,Chiller Plant,Chilled Water,Chiller,CH,CH,H,Water Cooled,WTR,Centrifugal,CNTDC,600,TONS,56,23
Chiller,CH,PF,Chiller Plant,Chilled Water,Chiller,CH,CH,H,Water Cooled,WTR,Centrifugal,CNT,800,TONS,52,23
Chiller,CH,PF,Chiller Plant,Chilled Water,Chiller,CH,CH,H,Water Cooled,WTR,Centrifugal,CNTDC,800,TONS,56,23
Chiller,CH,PF,Chiller Plant,Chilled Water,Chiller,CH,CH,H,Water Cooled,WTR,Centrifugal,CNT,1000,TONS,58,23
Chiller,CH,PF,Chiller Plant,Chilled Water,Chiller,CH,CH,H,Water Cooled,WTR,Centrifugal,CNTDC,1000,TONS,68,23
Chiller,CH,PF,Chiller Plant,Chilled Water,Chiller,CH,CH,H,Water Cooled,WTR,Centrifugal,CNT,1500,TONS,66,23
Chiller,CH,PF,Chiller Plant,Chilled Water,Chiller,CH,CH,H,Water Cooled,WTR,Centrifugal,CNTDC,1500,TONS,76,23
Chiller,CH,PF,Chiller Plant,Chilled Water,Chiller,CH,CH,H,Water Cooled,WTR,Centrifugal,CNT,2000,TONS,80,23
Chiller,CH,PF,Chiller Plant,Chilled Water,Chiller,CH,CH,H,Water Cooled,WTR,Centrifugal,CNTDC,2000,TONS,88,23
Chiller,CH,PF,Chiller Plant,Chilled Water,Chiller,CH,CH,H,Water Cooled,WTR,Centrifugal,CNT,2500,TONS,88,23
Chiller,CH,PF,Chiller Plant,Chilled Water,Chiller,CH,CH,H,Water Cooled,WTR,Centrifugal,CNTDC,2500,TONS,96,23
Chiller,CH,PF,Chiller Plant,Chilled Water,Chiller,CH,CH,H,Water Cooled,WTR,Modular,MOD,20,TONS,14,20
Chiller,CH,PF,Chiller Plant,Chilled Water,Chiller,CH,CH,H,Water Cooled,WTR,Modular,MOD,40,TONS,16,20
Chiller,CH,PF,Chiller Plant,Chilled Water,Chiller,CH,CH,H,Water Cooled,WTR,Modular,MOD,60,TONS,18,20
Chiller,CH,PF,Chiller Plant,Chilled Water,Chiller,CH,CH,H,Water Cooled,WTR,Modular,MOD,80,TONS,20,20
Chiller,CH,PF,Chiller Plant,Chilled Water,Chiller,CH,CH,H,Water Cooled,WTR,Modular,MOD,100,TONS,22,20
Chiller,CH,PF,Chiller Plant,Chilled Water,Chiller,CH,CH,H,Water Cooled,WTR,Modular,MOD,150,TONS,26,20
Chiller,CH,PF,Chiller Plant,Chilled Water,Chiller,CH,CH,H,Water Cooled,WTR,Modular,MOD,200,TONS,30,20
Chiller,CH,PF,Chiller Plant,Chilled Water,Chiller,CH,CH,H,Water Cooled,WTR,Reciprocating,RCP,20,TONS,14,20
Chiller,CH,PF,Chiller Plant,Chilled Water,Chiller,CH,CH,H,Water Cooled,WTR,Reciprocating,RCPMC,20,TONS,16,20
Chiller,CH,PF,Chiller Plant,Chilled Water,Chiller,CH,CH,H,Water Cooled,WTR,Reciprocating,RCP,40,TONS,16,20
Chiller,CH,PF,Chiller Plant,Chilled Water,Chiller,CH,CH,H,Water Cooled,WTR,Reciprocating,RCPMC,40,TONS,18,20
Chiller,CH,PF,Chiller Plant,Chilled Water,Chiller,CH,CH,H,Water Cooled,WTR,Reciprocating,RCP,60,TONS,18,20
Chiller,CH,PF,Chiller Plant,Chilled Water,Chiller,CH,CH,H,Water Cooled,WTR,Reciprocating,RCPMC,60,TONS,22,20
Chiller,CH,PF,Chiller Plant,Chilled Water,Chiller,CH,CH,H,Water Cooled,WTR,Reciprocating,RCP,80,TONS,20,20
Chiller,CH,PF,Chiller Plant,Chilled Water,Chiller,CH,CH,H,Water Cooled,WTR,Reciprocating,RCPMC,80,TONS,24,20
Chiller,CH,PF,Chiller Plant,Chilled Water,Chiller,CH,CH,H,Water Cooled,WTR,Reciprocating,RCP,100,TONS,22,20
Chiller,CH,PF,Chiller Plant,Chilled Water,Chiller,CH,CH,H,Water Cooled,WTR,Reciprocating,RCPMC,100,TONS,26,20
Chiller,CH,PF,Chiller Plant,Chilled Water,Chiller,CH,CH,H,Water Cooled,WTR,Reciprocating,RCP,150,TONS,26,20
Chiller,CH,PF,Chiller Plant,Chilled Water,Chiller,CH,CH,H,Water Cooled,WTR,Reciprocating,RCPMC,150,TONS,30,20
Chiller,CH,PF,Chiller Plant,Chilled Water,Chiller,CH,CH,H,Water Cooled,WTR,Reciprocating,RCP,200,TONS,30,20
Chiller,CH,PF,Chiller Plant,Chilled Water,Chiller,CH,CH,H,Water Cooled,WTR,Reciprocating,RCPMC,200,TONS,34,20
Chiller,CH,PF,Chiller Plant,Chilled Water,Chiller,CH,CH,H,Water Cooled,WTR,Reciprocating,RCP,300,TONS,36,20
Chiller,CH,PF,Chiller Plant,Chilled Water,Chiller,CH,CH,H,Water Cooled,WTR,Reciprocating,RCPMC,300,TONS,40,20
Chiller,CH,PF,Chiller Plant,Chilled Water,Chiller,CH,CH,H,Water Cooled,WTR,Reciprocating,RCP,350,TONS,40,20
Chiller,CH,PF,Chiller Plant,Chilled Water,Chiller,CH,CH,H,Water Cooled,WTR,Reciprocating,RCPMC,350,TONS,44,20
Chiller,CH,PF,Chiller Plant,Chilled Water,Chiller,CH,CH,H,Water Cooled,WTR,Reciprocating,RCP,400,TONS,46,20
Chiller,CH,PF,Chiller Plant,Chilled Water,Chiller,CH,CH,H,Water Cooled,WTR,Reciprocating,RCPMC,400,TONS,50,20
Chiller,CH,PF,Chiller Plant,Chilled Water,Chiller,CH,CH,H,Water Cooled,WTR,Reciprocating,RCP,500,TONS,54,20
Chiller,CH,PF,Chiller Plant,Chilled Water,Chiller,CH,CH,H,Water Cooled,WTR,Reciprocating,RCPMC,500,TONS,58,20
Chiller,CH,PF,Chiller Plant,Chilled Water,Chiller,CH,CH,H,Water Cooled,WTR,Screw,SCW,25,TONS,15,20
Chiller,CH,PF,Chiller Plant,Chilled Water,Chiller,CH,CH,H,Water Cooled,WTR,Screw,SCWMC,25,TONS,16,20
Chiller,CH,PF,Chiller Plant,Chilled Water,Chiller,CH,CH,H,Water Cooled,WTR,Screw,SCW,50,TONS,16,20
Chiller,CH,PF,Chiller Plant,Chilled Water,Chiller,CH,CH,H,Water Cooled,WTR,Screw,SCWMC,50,TONS,18,20
Chiller,CH,PF,Chiller Plant,Chilled Water,Chiller,CH,CH,H,Water Cooled,WTR,Screw,SCW,75,TONS,18,20
Chiller,CH,PF,Chiller Plant,Chilled Water,Chiller,CH,CH,H,Water Cooled,WTR,Screw,SCWMC,75,TONS,21,20
Chiller,CH,PF,Chiller Plant,Chilled Water,Chiller,CH,CH,H,Water Cooled,WTR,Screw,SCW,100,TONS,21,20
Chiller,CH,PF,Chiller Plant,Chilled Water,Chiller,CH,CH,H,Water Cooled,WTR,Screw,SCWMC,100,TONS,26,20
Chiller,CH,PF,Chiller Plant,Chilled Water,Chiller,CH,CH,H,Water Cooled,WTR,Screw,SCW,150,TONS,26,20
Chiller,CH,PF,Chiller Plant,Chilled Water,Chiller,CH,CH,H,Water Cooled,WTR,Screw,SCWMC,150,TONS,29,20
Chiller,CH,PF,Chiller Plant,Chilled Water,Chiller,CH,CH,H,Water Cooled,WTR,Screw,SCW,200,TONS,29,20
Chiller,CH,PF,Chiller Plant,Chilled Water,Chiller,CH,CH,H,Water Cooled,WTR,Screw,SCWMC,200,TONS,31,20
Chiller,CH,PF,Chiller Plant,Chilled Water,Chiller,CH,CH,H,Water Cooled,WTR,Screw,SCW,250,TONS,31,20
Chiller,CH,PF,Chiller Plant,Chilled Water,Chiller,CH,CH,H,Water Cooled,WTR,Screw,SCWMC,250,TONS,34,20
Chiller,CH,PF,Chiller Plant,Chilled Water,Chiller,CH,CH,H,Water Cooled,WTR,Screw,SCW,300,TONS,34,20
Chiller,CH,PF,Chiller Plant,Chilled Water,Chiller,CH,CH,H,Water Cooled,WTR,Screw,SCWMC,300,TONS,38,20
Chiller,CH,PF,Chiller Plant,Chilled Water,Chiller,CH,CH,H,Water Cooled,WTR,Screw,SCW,350,TONS,38,20
Chiller,CH,PF,Chiller Plant,Chilled Water,Chiller,CH,CH,H,Water Cooled,WTR,Screw,SCWMC,350,TONS,40,20
Chiller,CH,PF,Chiller Plant,Chilled Water,Chiller,CH,CH,H,Water Cooled,WTR,Screw,SCW,400,TONS,40,20
Chiller,CH,PF,Chiller Plant,Chilled Water,Chiller,CH,CH,H,Water Cooled,WTR,Screw,SCWMC,400,TONS,44,20
Chiller,CH,PF,Chiller Plant,Chilled Water,Chiller,CH,CH,H,Water Cooled,WTR,Screw,SCW,500,TONS,44,20
Chiller,CH,PF,Chiller Plant,Chilled Water,Chiller,CH,CH,H,Water Cooled,WTR,Screw,SCWMC,500,TONS,48,20
Chiller,CH,PF,Chiller Plant,Chilled Water,Chiller,CH,CH,H,Water Cooled,WTR,Scroll,SCR,20,TONS,14,20
Chiller,CH,PF,Chiller Plant,Chilled Water,Chiller,CH,CH,H,Water Cooled,WTR,Scroll,SCRMC,20,TONS,16,20
Chiller,CH,PF,Chiller Plant,Chilled Water,Chiller,CH,CH,H,Water Cooled,WTR,Scroll,SCR,40,TONS,16,20
Chiller,CH,PF,Chiller Plant,Chilled Water,Chiller,CH,CH,H,Water Cooled,WTR,Scroll,SCRMC,40,TONS,18,20
Chiller,CH,PF,Chiller Plant,Chilled Water,Chiller,CH,CH,H,Water Cooled,WTR,Scroll,SCR,60,TONS,18,20
Chiller,CH,PF,Chiller Plant,Chilled Water,Chiller,CH,CH,H,Water Cooled,WTR,Scroll,SCRMC,60,TONS,22,20
Chiller,CH,PF,Chiller Plant,Chilled Water,Chiller,CH,CH,H,Water Cooled,WTR,Scroll,SCR,80,TONS,20,20
Chiller,CH,PF,Chiller Plant,Chilled Water,Chiller,CH,CH,H,Water Cooled,WTR,Scroll,SCRMC,80,TONS,24,20
Chiller,CH,PF,Chiller Plant,Chilled Water,Chiller,CH,CH,H,Water Cooled,WTR,Scroll,SCR,100,TONS,22,20
Chiller,CH,PF,Chiller Plant,Chilled Water,Chiller,CH,CH,H,Water Cooled,WTR,Scroll,SCRMC,100,TONS,26,20
Chiller,CH,PF,Chiller Plant,Chilled Water,Chiller,CH,CH,H,Water Cooled,WTR,Scroll,SCR,150,TONS,26,20
Chiller,CH,PF,Chiller Plant,Chilled Water,Chiller,CH,CH,H,Water Cooled,WTR,Scroll,SCRMC,150,TONS,30,20
Chiller,CH,PF,Chiller Plant,Chilled Water,Chiller,CH,CH,H,Water Cooled,WTR,Scroll,SCR,200,TONS,30,20
Chiller,CH,PF,Chiller Plant,Chilled Water,Chiller,CH,CH,H,Water Cooled,WTR,Scroll,SCRMC,200,TONS,34,20
Fixture,FIX,PL,Fixtures,Fixtures,Clinical Service Sink,CSS,DMW/WV,P,Domestic Water,DMW,Clinical Service Sink,CSS,0,N/A,0.5,25
Compressor - Refrig.,CMP,REF,Refrigeration Equipment,Refrigeration,Compressor,CMP,Other,R,Air Cooled,AIR,Reciprocating,RCP,5,TONS,3,20
Compressor - Refrig.,CMP,REF,Refrigeration Equipment,Refrigeration,Compressor,CMP,Other,R,Air Cooled,AIR,Reciprocating,RCP,10,TONS,3,20
Compressor - Refrig.,CMP,REF,Refrigeration Equipment,Refrigeration,Compressor,CMP,Other,R,Air Cooled,AIR,Reciprocating,RCP,20,TONS,3,20
Compressor - Refrig.,CMP,REF,Refrigeration Equipment,Refrigeration,Compressor,CMP,Other,R,Air Cooled,AIR,Reciprocating,RCP,50,TONS,4,20
Compressor - Refrig.,CMP,REF,Refrigeration Equipment,Refrigeration,Compressor,CMP,Other,R,Air Cooled,AIR,Reciprocating,RCP,100,TONS,4,20
Compressor - Refrig.,CMP,REF,Refrigeration Equipment,Refrigeration,Compressor,CMP,Other,R,Air Cooled,AIR,Reciprocating,RCP,150,TONS,4,20
Compressor - Refrig.,CMP,REF,Refrigeration Equipment,Refrigeration,Compressor,CMP,Other,R,Air Cooled,AIR,Reciprocating,RCP,200,TONS,4,20
Compressor - Refrig.,CMP,REF,Refrigeration Equipment,Refrigeration,Compressor,CMP,Other,R,Air Cooled,AIR,Reciprocating,RCP,500,TONS,5,20
Compressor - Refrig.,CMP,REF,Refrigeration Equipment,Refrigeration,Compressor,CMP,Other,R,Water Cooled,WTR,Screw,SCW,100,TONS,4,20
Compressor - Refrig.,CMP,REF,Refrigeration Equipment,Refrigeration,Compressor,CMP,Other,R,Water Cooled,WTR,Screw,SCW,200,TONS,4,20
Compressor - Refrig.,CMP,REF,Refrigeration Equipment,Refrigeration,Compressor,CMP,Other,R,Water Cooled,WTR,Screw,SCW,300,TONS,4,20
Compressor - Refrig.,CMP,REF,Refrigeration Equipment,Refrigeration,Compressor,CMP,Other,R,Water Cooled,WTR,Screw,SCW,400,TONS,4,20
Compressor - Refrig.,CMP,REF,Refrigeration Equipment,Refrigeration,Compressor,CMP,Other,R,Water Cooled,WTR,Screw,SCW,500,TONS,5,20
Computer Room Air Conditioning,CRAC,SM,Air Handling System Terminal Equipment,Terminal Equipment,Computer Room Air Conditioning,CRAC,CRAC,H,Direct Expansion,DX,Condenser,CND,5,TONS,4,15
Computer Room Air Conditioning,CRAC,SM,Air Handling System Terminal Equipment,Terminal Equipment,Computer Room Air Conditioning,CRAC,CRAC,H,Direct Expansion,DX,Condenser,CND,10,TONS,4,15
Computer Room Air Conditioning,CRAC,SM,Air Handling System Terminal Equipment,Terminal Equipment,Computer Room Air Conditioning,CRAC,CRAC,H,Direct Expansion,DX,Condenser,CND,20,TONS,4,15
Computer Room Air Conditioning,CRAC,SM,Air Handling System Terminal Equipment,Terminal Equipment,Computer Room Air Conditioning,CRAC,CRAC,H,Direct Expansion,DX,Evaporator - Ceiling Mounted,ECL,5,TONS,4,15
Computer Room Air Conditioning,CRAC,SM,Air Handling System Terminal Equipment,Terminal Equipment,Computer Room Air Conditioning,CRAC,CRAC,H,Direct Expansion,DX,Evaporator - Ceiling Mounted,ECL,10,TONS,4,15
Computer Room Air Conditioning,CRAC,SM,Air Handling System Terminal Equipment,Terminal Equipment,Computer Room Air Conditioning,CRAC,CRAC,H,Direct Expansion,DX,Evaporator - Ceiling Mounted,ECL,20,TONS,4,15
Computer Room Air Conditioning,CRAC,SM,Air Handling System Terminal Equipment,Terminal Equipment,Computer Room Air Conditioning,CRAC,CRAC,H,Direct Expansion,DX,Evaporator - Floor Mounted,EFL,5,TONS,4,15
Computer Room Air Conditioning,CRAC,SM,Air Handling System Terminal Equipment,Terminal Equipment,Computer Room Air Conditioning,CRAC,CRAC,H,Direct Expansion,DX,Evaporator - Floor Mounted,EFL,10,TONS,4,15
Computer Room Air Conditioning,CRAC,SM,Air Handling System Terminal Equipment,Terminal Equipment,Computer Room Air Conditioning,CRAC,CRAC,H,Direct Expansion,DX,Evaporator - Floor Mounted,EFL,20,TONS,4,15
Computer Room Air Conditioning,CRAC,SM,Air Handling System Terminal Equipment,Terminal Equipment,Computer Room Air Conditioning,CRAC,CRAC,H,Direct Expansion,DX,Pump Package,PMP,5,HP,3,15
Computer Room Air Conditioning,CRAC,SM,Air Handling System Terminal Equipment,Terminal Equipment,Computer Room Air Conditioning,CRAC,CRAC,H,Water Cooled,WTR,Ceiling Mounted,CLG,5,TONS,8,15
Computer Room Air Conditioning,CRAC,SM,Air Handling System Terminal Equipment,Terminal Equipment,Computer Room Air Conditioning,CRAC,CRAC,H,Water Cooled,WTR,Ceiling Mounted,CLG,10,TONS,8,15
Computer Room Air Conditioning,CRAC,SM,Air Handling System Terminal Equipment,Terminal Equipment,Computer Room Air Conditioning,CRAC,CRAC,H,Water Cooled,WTR,Ceiling Mounted,CLG,20,TONS,8,15
Computer Room Air Conditioning,CRAC,SM,Air Handling System Terminal Equipment,Terminal Equipment,Computer Room Air Conditioning,CRAC,CRAC,H,Water Cooled,WTR,Floor Mounted,FLR,5,TONS,8,15
Computer Room Air Conditioning,CRAC,SM,Air Handling System Terminal Equipment,Terminal Equipment,Computer Room Air Conditioning,CRAC,CRAC,H,Water Cooled,WTR,Floor Mounted,FLR,10,TONS,8,15
Computer Room Air Conditioning,CRAC,SM,Air Handling System Terminal Equipment,Terminal Equipment,Computer Room Air Conditioning,CRAC,CRAC,H,Water Cooled,WTR,Floor Mounted,FLR,20,TONS,8,15
Accessory,ACC,PF,Steam Boiler Plant,Steam,Condensate Cooler,CLR,Other,H,Cooler,CLR,Condensate,CND,120,GAL,2.5,15
Accessory,ACC,PF,Steam Boiler Plant,Steam,Condensate Cooler,CLR,Other,H,Cooler,CLR,Condensate,CND,250,GAL,2.5,15
Accessory,ACC,PF,Steam Boiler Plant,Steam,Condensate Cooler,CLR,Other,H,Cooler,CLR,Condensate,CND,500,GAL,2.5,15
Accessory,ACC,PF,Steam Boiler Plant,Steam,Condensate Cooler,CLR,Other,H,Cooler,CLR,Condensate,CND,1000,GAL,3,15
Accessory,ACC,PF,Steam Boiler Plant,Steam,Condensate Cooler,CLR,Other,H,Cooler,CLR,Condensate,CND,2000,GAL,3,15
Accessory,ACC,PF,Steam Boiler Plant,Steam,Condensate Lift Station,CLS,Other,H,Condensate Lift Station,CLS,All,,100,GAL,2.5,15
Accessory,ACC,PF,Steam Boiler Plant,Steam,Condensate Lift Station,CLS,Other,H,Condensate Lift Station,CLS,All,,500,GAL,2.5,15
Accessory,ACC,PF,Steam Boiler Plant,Steam,Condensate Lift Station,CLS,Other,H,Condensate Lift Station,CLS,All,,1000,GAL,3,15
Pump,PMP,PF,Steam Boiler Plant,Steam,Condensate Receiver w/Pump,CP,CP,H,Condensate,CND,Duplex,DPX,200,GAL,3,15
Pump,PMP,PF,Steam Boiler Plant,Steam,Condensate Receiver w/Pump,CP,CP,H,Condensate,CND,Duplex,DPX,350,GAL,3,15
Pump,PMP,PF,Steam Boiler Plant,Steam,Condensate Receiver w/Pump,CP,CP,H,Condensate,CND,Duplex,DPX,500,GAL,3,15
Pump,PMP,PF,Steam Boiler Plant,Steam,Condensate Receiver w/Pump,CP,CP,H,Condensate,CND,Simplex,SPX,50,GAL,2.5,15
Pump,PMP,PF,Steam Boiler Plant,Steam,Condensate Receiver w/Pump,CP,CP,H,Condensate,CND,Simplex,SPX,100,GAL,2.5,15
Accessory,ACC,PF,Cooling Tower Plant,Condenser Water,Condenser Water Filtration,CWF,CWF,H,Condenser Water Filtration,CWF,All,,500,GAL,4,15
Accessory,ACC,PF,Cooling Tower Plant,Condenser Water,Condenser Water Filtration,CWF,CWF,H,Condenser Water Filtration,CWF,All,,1000,GAL,4,15
Condensing Unit,CU,PF,Air Handling System Terminal Equipment,Terminal Equipment,Condensing Unit,CU,CU,H,Air Cooled,AIR,Direct Expansion,DX,2,TONS,3.5,20
Condensing Unit,CU,PF,Air Handling System Terminal Equipment,Terminal Equipment,Condensing Unit,CU,CU,H,Air Cooled,AIR,Direct Expansion,DX,5,TONS,3.5,20
Condensing Unit,CU,PF,Air Handling System Terminal Equipment,Terminal Equipment,Condensing Unit,CU,CU,H,Air Cooled,AIR,Direct Expansion,DX,10,TONS,4,20
Condensing Unit,CU,PF,Air Handling System Terminal Equipment,Terminal Equipment,Condensing Unit,CU,CU,H,Air Cooled,AIR,Direct Expansion,DX,25,TONS,4,20
Condensing Unit,CU,PF,Air Handling System Terminal Equipment,Terminal Equipment,Condensing Unit,CU,CU,H,Air Cooled,AIR,Direct Expansion,DX,50,TONS,5,20
Condensing Unit,CU,PF,Air Handling System Terminal Equipment,Terminal Equipment,Condensing Unit,CU,CU,H,Air Cooled,AIR,Direct Expansion,DX,100,TONS,6,20
Condensing Unit,CU,PF,Air Handling System Terminal Equipment,Terminal Equipment,Condensing Unit,CU,CU,H,Air Cooled,AIR,Direct Expansion,DX,150,TONS,7,20
Condensing Unit,CU,PF,Air Handling System Terminal Equipment,Terminal Equipment,Condensing Unit,CU,CU,H,Air Cooled,AIR,Reciprocating,RCP,10,TONS,4,20
Condensing Unit,CU,PF,Air Handling System Terminal Equipment,Terminal Equipment,Condensing Unit,CU,CU,H,Air Cooled,AIR,Reciprocating,RCP,25,TONS,4,20
Condensing Unit,CU,PF,Air Handling System Terminal Equipment,Terminal Equipment,Condensing Unit,CU,CU,H,Air Cooled,AIR,Reciprocating,RCP,50,TONS,5,20
Condensing Unit,CU,PF,Air Handling System Terminal Equipment,Terminal Equipment,Condensing Unit,CU,CU,H,Air Cooled,AIR,Reciprocating,RCP,100,TONS,6,20
Condensing Unit,CU,PF,Air Handling System Terminal Equipment,Terminal Equipment,Condensing Unit,CU,CU,H,Air Cooled,AIR,Reciprocating,RCP,150,TONS,7,20
Condensing Unit,CU,PF,Air Handling System Terminal Equipment,Terminal Equipment,Condensing Unit,CU,CU,H,Evaporative,EVP,Direct Expansion,DX,10,TONS,4,20
Condensing Unit,CU,PF,Air Handling System Terminal Equipment,Terminal Equipment,Condensing Unit,CU,CU,H,Evaporative,EVP,Direct Expansion,DX,25,TONS,4,20
Condensing Unit,CU,PF,Air Handling System Terminal Equipment,Terminal Equipment,Condensing Unit,CU,CU,H,Evaporative,EVP,Direct Expansion,DX,50,TONS,5,20
Condensing Unit,CU,PF,Air Handling System Terminal Equipment,Terminal Equipment,Condensing Unit,CU,CU,H,Evaporative,EVP,Direct Expansion,DX,100,TONS,6,20
Condensing Unit,CU,PF,Air Handling System Terminal Equipment,Terminal Equipment,Condensing Unit,CU,CU,H,Evaporative,EVP,Direct Expansion,DX,150,TONS,6,20
Condensing Unit,CU,PF,Air Handling System Terminal Equipment,Terminal Equipment,Condensing Unit,CU,CU,H,Evaporative,EVP,Direct Expansion,DX,250,TONS,7,20
Condensing Unit,CU,PF,Air Handling System Terminal Equipment,Terminal Equipment,Condensing Unit,CU,CU,H,Evaporative,EVP,Direct Expansion,DX,500,TONS,8,20
Condensing Unit,CU,PF,Air Handling System Terminal Equipment,Terminal Equipment,Condensing Unit,CU,CU,H,Evaporative Fluid Cooler,EFC,Direct Expansion,DX,10,TONS,6,20
Condensing Unit,CU,PF,Air Handling System Terminal Equipment,Terminal Equipment,Condensing Unit,CU,CU,H,Evaporative Fluid Cooler,EFC,Direct Expansion,DX,25,TONS,7,20
Condensing Unit,CU,PF,Air Handling System Terminal Equipment,Terminal Equipment,Condensing Unit,CU,CU,H,Evaporative Fluid Cooler,EFC,Direct Expansion,DX,50,TONS,8,20
Condensing Unit,CU,PF,Air Handling System Terminal Equipment,Terminal Equipment,Condensing Unit,CU,CU,H,Evaporative Fluid Cooler,EFC,Direct Expansion,DX,100,TONS,9,20
Condensing Unit,CU,PF,Air Handling System Terminal Equipment,Terminal Equipment,Condensing Unit,CU,CU,H,Evaporative Fluid Cooler,EFC,Direct Expansion,DX,150,TONS,9,20
Condensing Unit,CU,PF,Air Handling System Terminal Equipment,Terminal Equipment,Condensing Unit,CU,CU,H,Evaporative Fluid Cooler,EFC,Direct Expansion,DX,250,TONS,10,20
Condensing Unit,CU,PF,Air Handling System Terminal Equipment,Terminal Equipment,Condensing Unit,CU,CU,H,Evaporative Fluid Cooler,EFC,Direct Expansion,DX,500,TONS,12,20
Condensing Unit,CU,PF,Air Handling System Terminal Equipment,Terminal Equipment,Condensing Unit,CU,CU,H,Water Cooled,WTR,Direct Expansion,DX,10,TONS,6,20
Condensing Unit,CU,PF,Air Handling System Terminal Equipment,Terminal Equipment,Condensing Unit,CU,CU,H,Water Cooled,WTR,Direct Expansion,DX,25,TONS,6,20
Condensing Unit,CU,PF,Air Handling System Terminal Equipment,Terminal Equipment,Condensing Unit,CU,CU,H,Water Cooled,WTR,Direct Expansion,DX,50,TONS,8,20
Condensing Unit,CU,PF,Air Handling System Terminal Equipment,Terminal Equipment,Condensing Unit,CU,CU,H,Water Cooled,WTR,Direct Expansion,DX,100,TONS,8,20
Condensing Unit,CU,PF,Air Handling System Terminal Equipment,Terminal Equipment,Condensing Unit,CU,CU,H,Water Cooled,WTR,Direct Expansion,DX,150,TONS,8,20
Condensing Unit,CU,PF,Air Handling System Terminal Equipment,Terminal Equipment,Condensing Unit,CU,CU,H,Water Cooled,WTR,Reciprocating,RCP,10,TONS,6,20
Condensing Unit,CU,PF,Air Handling System Terminal Equipment,Terminal Equipment,Condensing Unit,CU,CU,H,Water Cooled,WTR,Reciprocating,RCP,25,TONS,6,20
Condensing Unit,CU,PF,Air Handling System Terminal Equipment,Terminal Equipment,Condensing Unit,CU,CU,H,Water Cooled,WTR,Reciprocating,RCP,50,TONS,8,20
Condensing Unit,CU,PF,Air Handling System Terminal Equipment,Terminal Equipment,Condensing Unit,CU,CU,H,Water Cooled,WTR,Reciprocating,RCP,100,TONS,8,20
Condensing Unit,CU,PF,Air Handling System Terminal Equipment,Terminal Equipment,Condensing Unit,CU,CU,H,Water Cooled,WTR,Reciprocating,RCP,150,TONS,8,20
Condensing Unit - Refrig.,CU,REF,Refrigeration Equipment,Refrigeration,Condensing Unit,CU,CU,R,Air Cooled,AIR,Direct Expansion,DX,1,TONS,3.5,20
Condensing Unit - Refrig.,CU,REF,Refrigeration Equipment,Refrigeration,Condensing Unit,CU,CU,R,Air Cooled,AIR,Direct Expansion,DX,2,TONS,3.5,20
Condensing Unit - Refrig.,CU,REF,Refrigeration Equipment,Refrigeration,Condensing Unit,CU,CU,R,Air Cooled,AIR,Direct Expansion,DX,3,TONS,3.5,20
Condensing Unit - Refrig.,CU,REF,Refrigeration Equipment,Refrigeration,Condensing Unit,CU,CU,R,Air Cooled,AIR,Direct Expansion,DX,4,TONS,3.5,20
Condensing Unit - Refrig.,CU,REF,Refrigeration Equipment,Refrigeration,Condensing Unit,CU,CU,R,Air Cooled,AIR,Direct Expansion,DX,5,TONS,3.5,20
Condensing Unit - Refrig.,CU,REF,Refrigeration Equipment,Refrigeration,Condensing Unit,CU,CU,R,Air Cooled,AIR,Direct Expansion,DX,6,TONS,3.5,20
Condensing Unit - Refrig.,CU,REF,Refrigeration Equipment,Refrigeration,Condensing Unit,CU,CU,R,Air Cooled,AIR,Direct Expansion,DX,8,TONS,4,20
Condensing Unit - Refrig.,CU,REF,Refrigeration Equipment,Refrigeration,Condensing Unit,CU,CU,R,Air Cooled,AIR,Direct Expansion,DX,10,TONS,4,20
Condensing Unit - Refrig.,CU,REF,Refrigeration Equipment,Refrigeration,Condensing Unit,CU,CU,R,Air Cooled,AIR,Direct Expansion,DX,12,TONS,4,20
Condensing Unit - Refrig.,CU,REF,Refrigeration Equipment,Refrigeration,Condensing Unit,CU,CU,R,Air Cooled,AIR,Direct Expansion,DX,14,TONS,4,20
Condensing Unit - Refrig.,CU,REF,Refrigeration Equipment,Refrigeration,Condensing Unit,CU,CU,R,Air Cooled,AIR,Direct Expansion,DX,15,TONS,4,20
Condensing Unit - Refrig.,CU,REF,Refrigeration Equipment,Refrigeration,Condensing Unit,CU,CU,R,Air Cooled,AIR,Direct Expansion,DX,16,TONS,4,20
Condensing Unit - Refrig.,CU,REF,Refrigeration Equipment,Refrigeration,Condensing Unit,CU,CU,R,Air Cooled,AIR,Direct Expansion,DX,20,TONS,4,20
Condensing Unit - Refrig.,CU,REF,Refrigeration Equipment,Refrigeration,Condensing Unit,CU,CU,R,Air Cooled,AIR,Direct Expansion,DX,25,TONS,4,20
Condensing Unit - Refrig.,CU,REF,Refrigeration Equipment,Refrigeration,Condensing Unit,CU,CU,R,Air Cooled,AIR,Direct Expansion,DX,30,TONS,4,20
Condensing Unit - Refrig.,CU,REF,Refrigeration Equipment,Refrigeration,Condensing Unit,CU,CU,R,Air Cooled,AIR,Direct Expansion,DX,40,TONS,5,20
Condensing Unit - Refrig.,CU,REF,Refrigeration Equipment,Refrigeration,Condensing Unit,CU,CU,R,Air Cooled,AIR,Direct Expansion,DX,50,TONS,5,20
Condensing Unit - Refrig.,CU,REF,Refrigeration Equipment,Refrigeration,Condensing Unit,CU,CU,R,Air Cooled,AIR,Direct Expansion,DX,75,TONS,6,20
Condensing Unit - Refrig.,CU,REF,Refrigeration Equipment,Refrigeration,Condensing Unit,CU,CU,R,Air Cooled,AIR,Direct Expansion,DX,100,TONS,6,20
Condensing Unit - Refrig.,CU,REF,Refrigeration Equipment,Refrigeration,Condensing Unit,CU,CU,R,Evaporative,EVP,Direct Expansion,DX,1,TONS,4,20
Condensing Unit - Refrig.,CU,REF,Refrigeration Equipment,Refrigeration,Condensing Unit,CU,CU,R,Evaporative,EVP,Direct Expansion,DX,2,TONS,4,20
Condensing Unit - Refrig.,CU,REF,Refrigeration Equipment,Refrigeration,Condensing Unit,CU,CU,R,Evaporative,EVP,Direct Expansion,DX,3,TONS,4,20
Condensing Unit - Refrig.,CU,REF,Refrigeration Equipment,Refrigeration,Condensing Unit,CU,CU,R,Evaporative,EVP,Direct Expansion,DX,4,TONS,4,20
Condensing Unit - Refrig.,CU,REF,Refrigeration Equipment,Refrigeration,Condensing Unit,CU,CU,R,Evaporative,EVP,Direct Expansion,DX,5,TONS,5,20
Condensing Unit - Refrig.,CU,REF,Refrigeration Equipment,Refrigeration,Condensing Unit,CU,CU,R,Evaporative,EVP,Direct Expansion,DX,6,TONS,5,20
Condensing Unit - Refrig.,CU,REF,Refrigeration Equipment,Refrigeration,Condensing Unit,CU,CU,R,Evaporative,EVP,Direct Expansion,DX,10,TONS,5,20
Condensing Unit - Refrig.,CU,REF,Refrigeration Equipment,Refrigeration,Condensing Unit,CU,CU,R,Evaporative,EVP,Direct Expansion,DX,15,TONS,6,20
Condensing Unit - Refrig.,CU,REF,Refrigeration Equipment,Refrigeration,Condensing Unit,CU,CU,R,Evaporative,EVP,Direct Expansion,DX,20,TONS,7,20
Condensing Unit - Refrig.,CU,REF,Refrigeration Equipment,Refrigeration,Condensing Unit,CU,CU,R,Evaporative,EVP,Direct Expansion,DX,25,TONS,8,20
Condensing Unit - Refrig.,CU,REF,Refrigeration Equipment,Refrigeration,Condensing Unit,CU,CU,R,Evaporative,EVP,Direct Expansion,DX,50,TONS,8,20
Condensing Unit - Refrig.,CU,REF,Refrigeration Equipment,Refrigeration,Condensing Unit,CU,CU,R,Evaporative,EVP,Direct Expansion,DX,100,TONS,9,20
Condensing Unit - Refrig.,CU,REF,Refrigeration Equipment,Refrigeration,Condensing Unit,CU,CU,R,Water Cooled,WTR,Direct Expansion,DX,1,TONS,5,20
Condensing Unit - Refrig.,CU,REF,Refrigeration Equipment,Refrigeration,Condensing Unit,CU,CU,R,Water Cooled,WTR,Direct Expansion,DX,2,TONS,5,20
Condensing Unit - Refrig.,CU,REF,Refrigeration Equipment,Refrigeration,Condensing Unit,CU,CU,R,Water Cooled,WTR,Direct Expansion,DX,3,TONS,5,20
Condensing Unit - Refrig.,CU,REF,Refrigeration Equipment,Refrigeration,Condensing Unit,CU,CU,R,Water Cooled,WTR,Direct Expansion,DX,4,TONS,5,20
Condensing Unit - Refrig.,CU,REF,Refrigeration Equipment,Refrigeration,Condensing Unit,CU,CU,R,Water Cooled,WTR,Direct Expansion,DX,5,TONS,5,20
Condensing Unit - Refrig.,CU,REF,Refrigeration Equipment,Refrigeration,Condensing Unit,CU,CU,R,Water Cooled,WTR,Direct Expansion,DX,6,TONS,6,20
Condensing Unit - Refrig.,CU,REF,Refrigeration Equipment,Refrigeration,Condensing Unit,CU,CU,R,Water Cooled,WTR,Direct Expansion,DX,10,TONS,6,20
Condensing Unit - Refrig.,CU,REF,Refrigeration Equipment,Refrigeration,Condensing Unit,CU,CU,R,Water Cooled,WTR,Direct Expansion,DX,15,TONS,6,20
Condensing Unit - Refrig.,CU,REF,Refrigeration Equipment,Refrigeration,Condensing Unit,CU,CU,R,Water Cooled,WTR,Direct Expansion,DX,20,TONS,7,20
Condensing Unit - Refrig.,CU,REF,Refrigeration Equipment,Refrigeration,Condensing Unit,CU,CU,R,Water Cooled,WTR,Direct Expansion,DX,25,TONS,8,20
Condensing Unit - Refrig.,CU,REF,Refrigeration Equipment,Refrigeration,Condensing Unit,CU,CU,R,Water Cooled,WTR,Direct Expansion,DX,50,TONS,8,20
Condensing Unit - Refrig.,CU,REF,Refrigeration Equipment,Refrigeration,Condensing Unit,CU,CU,R,Water Cooled,WTR,Direct Expansion,DX,100,TONS,10,20
Accessory,ACC,SM,SM Accessories,SM Accessories,Control Damper,CD,CTLD,H,Control Damper,CTLD,All,,8,INCHES,0.5,20
Accessory,ACC,SM,SM Accessories,SM Accessories,Control Damper,CD,CTLD,H,Control Damper,CTLD,All,,12,INCHES,0.5,20
Accessory,ACC,SM,SM Accessories,SM Accessories,Control Damper,CD,CTLD,H,Control Damper,CTLD,All,,16,INCHES,0.5,20
Accessory,ACC,SM,SM Accessories,SM Accessories,Control Damper,CD,CTLD,H,Control Damper,CTLD,All,,20,INCHES,0.5,20
Accessory,ACC,SM,SM Accessories,SM Accessories,Control Damper,CD,CTLD,H,Control Damper,CTLD,All,,24,INCHES,0.75,20
Accessory,ACC,SM,SM Accessories,SM Accessories,Control Damper,CD,CTLD,H,Control Damper,CTLD,All,,32,INCHES,0.75,20
Convector,CVR,PF,Air Handling System Terminal Equipment,Terminal Equipment,Convector,CUH,CUH,H,Hot Water,HW,All,,50,MBH,0.5,20
Convector,CVR,PF,Air Handling System Terminal Equipment,Terminal Equipment,Convector,CUH,CUH,H,Hot Water,HW,All,,100,MBH,0.5,20
Convector,CVR,PF,Air Handling System Terminal Equipment,Terminal Equipment,Convector,CUH,CUH,H,Hot Water,HW,All,,250,MBH,0.5,20
Cooling Tower,CT,PF,Cooling Tower Plant,Condenser Water,Cooling Tower,CT,CT,H,Closed Circuit - Indoor,CLI,Centrifugal Fan,CNT,10,TONS,5,20
Cooling Tower,CT,PF,Cooling Tower Plant,Condenser Water,Cooling Tower,CT,CT,H,Closed Circuit - Indoor,CLI,Centrifugal Fan,CNT,25,TONS,6,20
Cooling Tower,CT,PF,Cooling Tower Plant,Condenser Water,Cooling Tower,CT,CT,H,Closed Circuit - Indoor,CLI,Centrifugal Fan,CNT,50,TONS,7,20
Cooling Tower,CT,PF,Cooling Tower Plant,Condenser Water,Cooling Tower,CT,CT,H,Closed Circuit - Indoor,CLI,Centrifugal Fan,CNT,75,TONS,8,20
Cooling Tower,CT,PF,Cooling Tower Plant,Condenser Water,Cooling Tower,CT,CT,H,Closed Circuit - Indoor,CLI,Centrifugal Fan,CNT,100,TONS,11,20
Cooling Tower,CT,PF,Cooling Tower Plant,Condenser Water,Cooling Tower,CT,CT,H,Closed Circuit - Outdoor,CLO,Axial Fan,AXDRY,10,TONS,5,20
Cooling Tower,CT,PF,Cooling Tower Plant,Condenser Water,Cooling Tower,CT,CT,H,Closed Circuit - Outdoor,CLO,Axial Fan,AXEVP,10,TONS,7,20
Cooling Tower,CT,PF,Cooling Tower Plant,Condenser Water,Cooling Tower,CT,CT,H,Closed Circuit - Outdoor,CLO,Axial Fan,AXDRY,25,TONS,6,20
Cooling Tower,CT,PF,Cooling Tower Plant,Condenser Water,Cooling Tower,CT,CT,H,Closed Circuit - Outdoor,CLO,Axial Fan,AXEVP,25,TONS,8,20
Cooling Tower,CT,PF,Cooling Tower Plant,Condenser Water,Cooling Tower,CT,CT,H,Closed Circuit - Outdoor,CLO,Axial Fan,AXDRY,50,TONS,7,20
Cooling Tower,CT,PF,Cooling Tower Plant,Condenser Water,Cooling Tower,CT,CT,H,Closed Circuit - Outdoor,CLO,Axial Fan,AXEVP,50,TONS,9,20
Cooling Tower,CT,PF,Cooling Tower Plant,Condenser Water,Cooling Tower,CT,CT,H,Closed Circuit - Outdoor,CLO,Axial Fan,AXDRY,75,TONS,8,20
Cooling Tower,CT,PF,Cooling Tower Plant,Condenser Water,Cooling Tower,CT,CT,H,Closed Circuit - Outdoor,CLO,Axial Fan,AXEVP,75,TONS,10,20
Cooling Tower,CT,PF,Cooling Tower Plant,Condenser Water,Cooling Tower,CT,CT,H,Closed Circuit - Outdoor,CLO,Axial Fan,AXDRY,100,TONS,11,20
Cooling Tower,CT,PF,Cooling Tower Plant,Condenser Water,Cooling Tower,CT,CT,H,Closed Circuit - Outdoor,CLO,Axial Fan,AXEVP,100,TONS,12,20
Cooling Tower,CT,PF,Cooling Tower Plant,Condenser Water,Cooling Tower,CT,CT,H,Closed Circuit - Outdoor,CLO,Axial Fan,AXDRY,150,TONS,13,20
Cooling Tower,CT,PF,Cooling Tower Plant,Condenser Water,Cooling Tower,CT,CT,H,Closed Circuit - Outdoor,CLO,Axial Fan,AXEVP,150,TONS,14,20
Cooling Tower,CT,PF,Cooling Tower Plant,Condenser Water,Cooling Tower,CT,CT,H,Closed Circuit - Outdoor,CLO,Axial Fan,AXDRY,200,TONS,14,20
Cooling Tower,CT,PF,Cooling Tower Plant,Condenser Water,Cooling Tower,CT,CT,H,Closed Circuit - Outdoor,CLO,Axial Fan,AXEVP,200,TONS,16,20
Cooling Tower,CT,PF,Cooling Tower Plant,Condenser Water,Cooling Tower,CT,CT,H,Closed Circuit - Outdoor,CLO,Axial Fan,AXDRY,250,TONS,16,20
Cooling Tower,CT,PF,Cooling Tower Plant,Condenser Water,Cooling Tower,CT,CT,H,Closed Circuit - Outdoor,CLO,Axial Fan,AXEVP,250,TONS,18,20
Cooling Tower,CT,PF,Cooling Tower Plant,Condenser Water,Cooling Tower,CT,CT,H,Closed Circuit - Outdoor,CLO,Axial Fan,AXDRY,300,TONS,18,20
Cooling Tower,CT,PF,Cooling Tower Plant,Condenser Water,Cooling Tower,CT,CT,H,Closed Circuit - Outdoor,CLO,Axial Fan,AXEVP,300,TONS,20,20
Cooling Tower,CT,PF,Cooling Tower Plant,Condenser Water,Cooling Tower,CT,CT,H,Closed Circuit - Outdoor,CLO,Axial Fan,AXDRY,400,TONS,20,20
Cooling Tower,CT,PF,Cooling Tower Plant,Condenser Water,Cooling Tower,CT,CT,H,Closed Circuit - Outdoor,CLO,Axial Fan,AXEVP,400,TONS,22,20
Cooling Tower,CT,PF,Cooling Tower Plant,Condenser Water,Cooling Tower,CT,CT,H,Closed Circuit - Outdoor,CLO,Axial Fan,AXDRY,500,TONS,22,20
Cooling Tower,CT,PF,Cooling Tower Plant,Condenser Water,Cooling Tower,CT,CT,H,Closed Circuit - Outdoor,CLO,Axial Fan,AXEVP,500,TONS,24,20
Cooling Tower,CT,PF,Cooling Tower Plant,Condenser Water,Cooling Tower,CT,CT,H,Closed Circuit - Outdoor,CLO,Centrifugal Fan,CNDRY,10,TONS,5,20
Cooling Tower,CT,PF,Cooling Tower Plant,Condenser Water,Cooling Tower,CT,CT,H,Closed Circuit - Outdoor,CLO,Centrifugal Fan,CNEVP,10,TONS,7,20
Cooling Tower,CT,PF,Cooling Tower Plant,Condenser Water,Cooling Tower,CT,CT,H,Closed Circuit - Outdoor,CLO,Centrifugal Fan,CNDRY,25,TONS,6,20
Cooling Tower,CT,PF,Cooling Tower Plant,Condenser Water,Cooling Tower,CT,CT,H,Closed Circuit - Outdoor,CLO,Centrifugal Fan,CNEVP,25,TONS,8,20
Cooling Tower,CT,PF,Cooling Tower Plant,Condenser Water,Cooling Tower,CT,CT,H,Closed Circuit - Outdoor,CLO,Centrifugal Fan,CNDRY,50,TONS,7,20
Cooling Tower,CT,PF,Cooling Tower Plant,Condenser Water,Cooling Tower,CT,CT,H,Closed Circuit - Outdoor,CLO,Centrifugal Fan,CNEVP,50,TONS,9,20
Cooling Tower,CT,PF,Cooling Tower Plant,Condenser Water,Cooling Tower,CT,CT,H,Closed Circuit - Outdoor,CLO,Centrifugal Fan,CNDRY,75,TONS,8,20
Cooling Tower,CT,PF,Cooling Tower Plant,Condenser Water,Cooling Tower,CT,CT,H,Closed Circuit - Outdoor,CLO,Centrifugal Fan,CNEVP,75,TONS,10,20
Cooling Tower,CT,PF,Cooling Tower Plant,Condenser Water,Cooling Tower,CT,CT,H,Closed Circuit - Outdoor,CLO,Centrifugal Fan,CNDRY,100,TONS,11,20
Cooling Tower,CT,PF,Cooling Tower Plant,Condenser Water,Cooling Tower,CT,CT,H,Closed Circuit - Outdoor,CLO,Centrifugal Fan,CNEVP,100,TONS,12,20
Cooling Tower,CT,PF,Cooling Tower Plant,Condenser Water,Cooling Tower,CT,CT,H,Closed Circuit - Outdoor,CLO,Centrifugal Fan,CNDRY,150,TONS,13,20
Cooling Tower,CT,PF,Cooling Tower Plant,Condenser Water,Cooling Tower,CT,CT,H,Closed Circuit - Outdoor,CLO,Centrifugal Fan,CNEVP,150,TONS,14,20
Cooling Tower,CT,PF,Cooling Tower Plant,Condenser Water,Cooling Tower,CT,CT,H,Closed Circuit - Outdoor,CLO,Centrifugal Fan,CNDRY,200,TONS,14,20
Cooling Tower,CT,PF,Cooling Tower Plant,Condenser Water,Cooling Tower,CT,CT,H,Closed Circuit - Outdoor,CLO,Centrifugal Fan,CNEVP,200,TONS,16,20
Cooling Tower,CT,PF,Cooling Tower Plant,Condenser Water,Cooling Tower,CT,CT,H,Closed Circuit - Outdoor,CLO,Centrifugal Fan,CNDRY,250,TONS,16,20
Cooling Tower,CT,PF,Cooling Tower Plant,Condenser Water,Cooling Tower,CT,CT,H,Closed Circuit - Outdoor,CLO,Centrifugal Fan,CNEVP,250,TONS,18,20
Cooling Tower,CT,PF,Cooling Tower Plant,Condenser Water,Cooling Tower,CT,CT,H,Closed Circuit - Outdoor,CLO,Centrifugal Fan,CNDRY,300,TONS,18,20
Cooling Tower,CT,PF,Cooling Tower Plant,Condenser Water,Cooling Tower,CT,CT,H,Closed Circuit - Outdoor,CLO,Centrifugal Fan,CNEVP,300,TONS,20,20
Cooling Tower,CT,PF,Cooling Tower Plant,Condenser Water,Cooling Tower,CT,CT,H,Closed Circuit - Outdoor,CLO,Centrifugal Fan,CNDRY,400,TONS,20,20
Cooling Tower,CT,PF,Cooling Tower Plant,Condenser Water,Cooling Tower,CT,CT,H,Closed Circuit - Outdoor,CLO,Centrifugal Fan,CNEVP,400,TONS,22,20
Cooling Tower,CT,PF,Cooling Tower Plant,Condenser Water,Cooling Tower,CT,CT,H,Closed Circuit - Outdoor,CLO,Centrifugal Fan,CNDRY,500,TONS,22,20
Cooling Tower,CT,PF,Cooling Tower Plant,Condenser Water,Cooling Tower,CT,CT,H,Closed Circuit - Outdoor,CLO,Centrifugal Fan,CNEVP,500,TONS,24,20
Cooling Tower,CT,PF,Cooling Tower Plant,Condenser Water,Cooling Tower,CT,CT,H,Open Cell,OPN,Axial Fan,AXL,10,TONS,8,20
Cooling Tower,CT,PF,Cooling Tower Plant,Condenser Water,Cooling Tower,CT,CT,H,Open Cell,OPN,Axial Fan,AXL,25,TONS,8,20
Cooling Tower,CT,PF,Cooling Tower Plant,Condenser Water,Cooling Tower,CT,CT,H,Open Cell,OPN,Axial Fan,AXL,50,TONS,8,20
Cooling Tower,CT,PF,Cooling Tower Plant,Condenser Water,Cooling Tower,CT,CT,H,Open Cell,OPN,Axial Fan,AXL,75,TONS,10,20
Cooling Tower,CT,PF,Cooling Tower Plant,Condenser Water,Cooling Tower,CT,CT,H,Open Cell,OPN,Axial Fan,AXL,100,TONS,11,20
Cooling Tower,CT,PF,Cooling Tower Plant,Condenser Water,Cooling Tower,CT,CT,H,Open Cell,OPN,Axial Fan,AXL,150,TONS,12,20
Cooling Tower,CT,PF,Cooling Tower Plant,Condenser Water,Cooling Tower,CT,CT,H,Open Cell,OPN,Axial Fan,AXL,200,TONS,14,20
Cooling Tower,CT,PF,Cooling Tower Plant,Condenser Water,Cooling Tower,CT,CT,H,Open Cell,OPN,Axial Fan,AXL,250,TONS,15,20
Cooling Tower,CT,PF,Cooling Tower Plant,Condenser Water,Cooling Tower,CT,CT,H,Open Cell,OPN,Axial Fan,AXL,300,TONS,17,20
Cooling Tower,CT,PF,Cooling Tower Plant,Condenser Water,Cooling Tower,CT,CT,H,Open Cell,OPN,Axial Fan,AXL,350,TONS,18,20
Cooling Tower,CT,PF,Cooling Tower Plant,Condenser Water,Cooling Tower,CT,CT,H,Open Cell,OPN,Axial Fan,AXL,400,TONS,20,20
Cooling Tower,CT,PF,Cooling Tower Plant,Condenser Water,Cooling Tower,CT,CT,H,Open Cell,OPN,Axial Fan,AXL,500,TONS,21,20
Cooling Tower,CT,PF,Cooling Tower Plant,Condenser Water,Cooling Tower,CT,CT,H,Open Cell,OPN,Axial Fan,AXL,600,TONS,23,20
Cooling Tower,CT,PF,Cooling Tower Plant,Condenser Water,Cooling Tower,CT,CT,H,Open Cell,OPN,Axial Fan,AXL,700,TONS,24,20
Cooling Tower,CT,PF,Cooling Tower Plant,Condenser Water,Cooling Tower,CT,CT,H,Open Cell,OPN,Axial Fan,AXL,800,TONS,28,20
Cooling Tower,CT,PF,Cooling Tower Plant,Condenser Water,Cooling Tower,CT,CT,H,Open Cell,OPN,Axial Fan,AXL,900,TONS,29,20
Cooling Tower,CT,PF,Cooling Tower Plant,Condenser Water,Cooling Tower,CT,CT,H,Open Cell,OPN,Axial Fan,AXL,1000,TONS,32,20
Cooling Tower,CT,PF,Cooling Tower Plant,Condenser Water,Cooling Tower,CT,CT,H,Open Cell,OPN,Axial Fan,AXL,1250,TONS,34,20
Cooling Tower,CT,PF,Cooling Tower Plant,Condenser Water,Cooling Tower,CT,CT,H,Open Cell,OPN,Axial Fan,AXL,1500,TONS,35,20
Cooling Tower,CT,PF,Cooling Tower Plant,Condenser Water,Cooling Tower,CT,CT,H,Open Cell,OPN,Axial Fiberglass Fan,AXF,10,TONS,8,20
Cooling Tower,CT,PF,Cooling Tower Plant,Condenser Water,Cooling Tower,CT,CT,H,Open Cell,OPN,Axial Fiberglass Fan,AXF,25,TONS,9,20
Cooling Tower,CT,PF,Cooling Tower Plant,Condenser Water,Cooling Tower,CT,CT,H,Open Cell,OPN,Axial Fiberglass Fan,AXF,50,TONS,9,20
Cooling Tower,CT,PF,Cooling Tower Plant,Condenser Water,Cooling Tower,CT,CT,H,Open Cell,OPN,Axial Fiberglass Fan,AXF,75,TONS,11,20
Cooling Tower,CT,PF,Cooling Tower Plant,Condenser Water,Cooling Tower,CT,CT,H,Open Cell,OPN,Axial Fiberglass Fan,AXF,100,TONS,13,20
Cooling Tower,CT,PF,Cooling Tower Plant,Condenser Water,Cooling Tower,CT,CT,H,Open Cell,OPN,Axial Fiberglass Fan,AXF,150,TONS,15,20
Cooling Tower,CT,PF,Cooling Tower Plant,Condenser Water,Cooling Tower,CT,CT,H,Open Cell,OPN,Axial Fiberglass Fan,AXF,200,TONS,17,20
Cooling Tower,CT,PF,Cooling Tower Plant,Condenser Water,Cooling Tower,CT,CT,H,Open Cell,OPN,Axial Fiberglass Fan,AXF,300,TONS,21,20
Cooling Tower,CT,PF,Cooling Tower Plant,Condenser Water,Cooling Tower,CT,CT,H,Open Cell,OPN,Axial Fiberglass Fan,AXF,400,TONS,25,20
Cooling Tower,CT,PF,Cooling Tower Plant,Condenser Water,Cooling Tower,CT,CT,H,Open Cell,OPN,Axial Fiberglass Fan,AXF,500,TONS,27,20
Cooling Tower,CT,PF,Cooling Tower Plant,Condenser Water,Cooling Tower,CT,CT,H,Open Cell,OPN,Centrifugal Fan,CNT,10,TONS,8,20
Cooling Tower,CT,PF,Cooling Tower Plant,Condenser Water,Cooling Tower,CT,CT,H,Open Cell,OPN,Centrifugal Fan,CNT,25,TONS,8,20
Cooling Tower,CT,PF,Cooling Tower Plant,Condenser Water,Cooling Tower,CT,CT,H,Open Cell,OPN,Centrifugal Fan,CNT,50,TONS,8,20
Cooling Tower,CT,PF,Cooling Tower Plant,Condenser Water,Cooling Tower,CT,CT,H,Open Cell,OPN,Centrifugal Fan,CNT,75,TONS,10,20
Cooling Tower,CT,PF,Cooling Tower Plant,Condenser Water,Cooling Tower,CT,CT,H,Open Cell,OPN,Centrifugal Fan,CNT,100,TONS,11,20
Cooling Tower,CT,PF,Cooling Tower Plant,Condenser Water,Cooling Tower,CT,CT,H,Open Cell,OPN,Centrifugal Fan,CNT,150,TONS,12,20
Cooling Tower,CT,PF,Cooling Tower Plant,Condenser Water,Cooling Tower,CT,CT,H,Open Cell,OPN,Centrifugal Fan,CNT,200,TONS,14,20
Cooling Tower,CT,PF,Cooling Tower Plant,Condenser Water,Cooling Tower,CT,CT,H,Open Cell,OPN,Centrifugal Fan,CNT,250,TONS,15,20
Cooling Tower,CT,PF,Cooling Tower Plant,Condenser Water,Cooling Tower,CT,CT,H,Open Cell,OPN,Centrifugal Fan,CNT,300,TONS,17,20
Cooling Tower,CT,PF,Cooling Tower Plant,Condenser Water,Cooling Tower,CT,CT,H,Open Cell,OPN,Centrifugal Fan,CNT,350,TONS,18,20
Cooling Tower,CT,PF,Cooling Tower Plant,Condenser Water,Cooling Tower,CT,CT,H,Open Cell,OPN,Centrifugal Fan,CNT,400,TONS,20,20
Cooling Tower,CT,PF,Cooling Tower Plant,Condenser Water,Cooling Tower,CT,CT,H,Open Cell,OPN,Centrifugal Fan,CNT,500,TONS,21,20
Cooling Tower,CT,PF,Cooling Tower Plant,Condenser Water,Cooling Tower,CT,CT,H,Open Cell,OPN,Centrifugal Fan,CNT,600,TONS,23,20
Cooling Tower,CT,PF,Cooling Tower Plant,Condenser Water,Cooling Tower,CT,CT,H,Open Cell,OPN,Centrifugal Fan,CNT,700,TONS,24,20
Cooling Tower,CT,PF,Cooling Tower Plant,Condenser Water,Cooling Tower,CT,CT,H,Open Cell,OPN,Centrifugal Fan,CNT,800,TONS,28,20
Cooling Tower,CT,PF,Cooling Tower Plant,Condenser Water,Cooling Tower,CT,CT,H,Open Cell,OPN,Centrifugal Fan,CNT,900,TONS,29,20
Cooling Tower,CT,PF,Cooling Tower Plant,Condenser Water,Cooling Tower,CT,CT,H,Open Cell,OPN,Centrifugal Fan,CNT,1000,TONS,32,20
Cooling Tower,CT,PF,Cooling Tower Plant,Condenser Water,Cooling Tower,CT,CT,H,Open Cell,OPN,Centrifugal Fan,CNT,1250,TONS,34,20
Cooling Tower,CT,PF,Cooling Tower Plant,Condenser Water,Cooling Tower,CT,CT,H,Open Cell,OPN,Centrifugal Fan,CNT,1500,TONS,35,20
Coupon Rack,CPN,PF,"Chiller Plant, Cooling Tower Plant, Hot Water Boiler Plant","Chilled, Condenser, Heating Water",Coupon Rack,CPN,Other,H,Black Iron,IRN,All,,5,GPM,1,20
Coupon Rack,CPN,PF,"Chiller Plant, Cooling Tower Plant, Hot Water Boiler Plant","Chilled, Condenser, Heating Water",Coupon Rack,CPN,Other,H,PVC,PVC,All,,5,GPM,1,20
Tank,TNK,PF,Steam Boiler Plant,Steam,Deaerator,DA,DA,H,Steam,STM,Deaerator,DA,100,HP,4,25
Tank,TNK,PF,Steam Boiler Plant,Steam,Deaerator,DA,DA,H,Steam,STM,Deaerator,DA,200,HP,4,25
Tank,TNK,PF,Steam Boiler Plant,Steam,Deaerator,DA,DA,H,Steam,STM,Deaerator,DA,300,HP,5,25
Tank,TNK,PF,Steam Boiler Plant,Steam,Deaerator,DA,DA,H,Steam,STM,Deaerator,DA,400,HP,5,25
Tank,TNK,PF,Steam Boiler Plant,Steam,Deaerator,DA,DA,H,Steam,STM,Deaerator,DA,500,HP,6,25
Tank,TNK,PF,Steam Boiler Plant,Steam,Deaerator,DA,DA,H,Steam,STM,Deaerator,DA,750,HP,6,25
Tank,TNK,PF,Steam Boiler Plant,Steam,Deaerator,DA,DA,H,Steam,STM,Deaerator,DA,1000,HP,7,25
Tank,TNK,PF,Steam Boiler Plant,Steam,Deaerator,DA,DA,H,Steam,STM,Deaerator,DA,1500,HP,7,25
Tank,TNK,PF,Steam Boiler Plant,Steam,Deaerator,DA,DA,H,Steam,STM,Deaerator,DA,2000,HP,9,25
Tank,TNK,PF,Steam Boiler Plant,Steam,Deaerator,DA,DA,H,Steam,STM,Deaerator,DA,3000,HP,10,25
Tank,TNK,PF,Steam Boiler Plant,Steam,Deaerator,DA,DA,H,Steam,STM,Deaerator,DA,4000,HP,11,25
Tank,TNK,PF,Steam Boiler Plant,Steam,Deaerator,DA,DA,H,Steam,STM,Deaerator,DA,5000,HP,12,25
Tank,TNK,PF,Steam Boiler Plant,Steam,Deaerator,DA,DA,H,Steam,STM,Deaerator,DA,7500,HP,13,25
Tank,TNK,PF,Steam Boiler Plant,Steam,Deaerator,DA,DA,H,Steam,STM,Deaerator,DA,10000,HP,14,25
Fixture,FIX,PL,Fixtures,Fixtures,Deck Drain,DD,RD/ORD,P,Roof Drains,RD,Deck Drain,DD,0,N/A,0.5,25
DI/RO Equipment,DIRO,PL,Domestic Water Plant,Domestic Water,Deionization Unit,DI,DI/RO,P,Deionization Unit,DI,All,,350,GPM,3,15
DI/RO Equipment,DIRO,PL,Domestic Water Plant,Domestic Water,Deionization Unit,DI,DI/RO,P,Deionization Unit,DI,All,,1000,GPM,4,15
Fan,FAN,SM,SM Equipment,Fans,Destratification Fan,DSTF,DSTF,H,Destratification,DSTR,Propeller,PRP,500,CFM,1.25,15
Fan,FAN,SM,SM Equipment,Fans,Destratification Fan,DSTF,DSTF,H,Destratification,DSTR,Propeller,PRP,1000,CFM,1.25,15
Fan,FAN,SM,SM Equipment,Fans,Destratification Fan,DSTF,DSTF,H,Destratification,DSTR,Propeller,PRP,2000,CFM,1.25,15
Fan,FAN,SM,SM Equipment,Fans,Destratification Fan,DSTF,DSTF,H,Destratification,DSTR,Propeller,PRP,5000,CFM,1.5,15
Accessory,ACC,PL,Domestic Water Plant,Domestic Water,DI Filtration,DIF,DI/RO,P,DI Filtration,DIF,All,,10,GAL,3,15
Accessory,ACC,PL,Domestic Water Plant,Domestic Water,DI Filtration,DIF,DI/RO,P,DI Filtration,DIF,All,,50,GAL,4,15
Accessory,ACC,PL,Sanitary Equipment,Sanitary Waste,Dialysis Box,DB,DB,P,Dialysis Box,DB,All,,1,EA,0.5,20
Direct Outside Air Unit,DOAS,SM,Air Handling Units,Air Handling Units,Direct Outside Air Unit,DOAS,DOAS,H,Indoor,IND,Packaged,PKG,1000,CFM,4,15
Direct Outside Air Unit,DOAS,SM,Air Handling Units,Air Handling Units,Direct Outside Air Unit,DOAS,DOAS,H,Indoor,IND,Packaged,DXE,1000,CFM,4,15
Direct Outside Air Unit,DOAS,SM,Air Handling Units,Air Handling Units,Direct Outside Air Unit,DOAS,DOAS,H,Indoor,IND,Packaged,DXHW,1000,CFM,4,15
Direct Outside Air Unit,DOAS,SM,Air Handling Units,Air Handling Units,Direct Outside Air Unit,DOAS,DOAS,H,Indoor,IND,Packaged,DXG,1000,CFM,5,15
Direct Outside Air Unit,DOAS,SM,Air Handling Units,Air Handling Units,Direct Outside Air Unit,DOAS,DOAS,H,Indoor,IND,Packaged,PKG,2000,CFM,5,15
Direct Outside Air Unit,DOAS,SM,Air Handling Units,Air Handling Units,Direct Outside Air Unit,DOAS,DOAS,H,Indoor,IND,Packaged,DXE,2000,CFM,5,15
Direct Outside Air Unit,DOAS,SM,Air Handling Units,Air Handling Units,Direct Outside Air Unit,DOAS,DOAS,H,Indoor,IND,Packaged,DXHW,2000,CFM,5,15
Direct Outside Air Unit,DOAS,SM,Air Handling Units,Air Handling Units,Direct Outside Air Unit,DOAS,DOAS,H,Indoor,IND,Packaged,DXG,2000,CFM,6,15
Direct Outside Air Unit,DOAS,SM,Air Handling Units,Air Handling Units,Direct Outside Air Unit,DOAS,DOAS,H,Indoor,IND,Packaged,PKG,4000,CFM,6,15
Direct Outside Air Unit,DOAS,SM,Air Handling Units,Air Handling Units,Direct Outside Air Unit,DOAS,DOAS,H,Indoor,IND,Packaged,DXE,4000,CFM,6,15
Direct Outside Air Unit,DOAS,SM,Air Handling Units,Air Handling Units,Direct Outside Air Unit,DOAS,DOAS,H,Indoor,IND,Packaged,DXHW,4000,CFM,6,15
Direct Outside Air Unit,DOAS,SM,Air Handling Units,Air Handling Units,Direct Outside Air Unit,DOAS,DOAS,H,Indoor,IND,Packaged,DXG,4000,CFM,8,15
Direct Outside Air Unit,DOAS,SM,Air Handling Units,Air Handling Units,Direct Outside Air Unit,DOAS,DOAS,H,Indoor,IND,Packaged,PKG,8000,CFM,8,15
Direct Outside Air Unit,DOAS,SM,Air Handling Units,Air Handling Units,Direct Outside Air Unit,DOAS,DOAS,H,Indoor,IND,Packaged,DXE,8000,CFM,8,15
Direct Outside Air Unit,DOAS,SM,Air Handling Units,Air Handling Units,Direct Outside Air Unit,DOAS,DOAS,H,Indoor,IND,Packaged,DXHW,8000,CFM,8,15
Direct Outside Air Unit,DOAS,SM,Air Handling Units,Air Handling Units,Direct Outside Air Unit,DOAS,DOAS,H,Indoor,IND,Packaged,DXG,8000,CFM,9,15
Direct Outside Air Unit,DOAS,SM,Air Handling Units,Air Handling Units,Direct Outside Air Unit,DOAS,DOAS,H,Outdoor,OUT,Packaged,PKG,1000,CFM,4,15
Direct Outside Air Unit,DOAS,SM,Air Handling Units,Air Handling Units,Direct Outside Air Unit,DOAS,DOAS,H,Outdoor,OUT,Packaged,DXE,1000,CFM,4,15
Direct Outside Air Unit,DOAS,SM,Air Handling Units,Air Handling Units,Direct Outside Air Unit,DOAS,DOAS,H,Outdoor,OUT,Packaged,DXHW,1000,CFM,4,15
Direct Outside Air Unit,DOAS,SM,Air Handling Units,Air Handling Units,Direct Outside Air Unit,DOAS,DOAS,H,Outdoor,OUT,Packaged,DXG,1000,CFM,5,15
Direct Outside Air Unit,DOAS,SM,Air Handling Units,Air Handling Units,Direct Outside Air Unit,DOAS,DOAS,H,Outdoor,OUT,Packaged,PKG,2000,CFM,5,15
Direct Outside Air Unit,DOAS,SM,Air Handling Units,Air Handling Units,Direct Outside Air Unit,DOAS,DOAS,H,Outdoor,OUT,Packaged,DXE,2000,CFM,5,15
Direct Outside Air Unit,DOAS,SM,Air Handling Units,Air Handling Units,Direct Outside Air Unit,DOAS,DOAS,H,Outdoor,OUT,Packaged,DXHW,2000,CFM,5,15
Direct Outside Air Unit,DOAS,SM,Air Handling Units,Air Handling Units,Direct Outside Air Unit,DOAS,DOAS,H,Outdoor,OUT,Packaged,DXG,2000,CFM,6,15
Direct Outside Air Unit,DOAS,SM,Air Handling Units,Air Handling Units,Direct Outside Air Unit,DOAS,DOAS,H,Outdoor,OUT,Packaged,PKG,4000,CFM,6,15
Direct Outside Air Unit,DOAS,SM,Air Handling Units,Air Handling Units,Direct Outside Air Unit,DOAS,DOAS,H,Outdoor,OUT,Packaged,DXE,4000,CFM,6,15
Direct Outside Air Unit,DOAS,SM,Air Handling Units,Air Handling Units,Direct Outside Air Unit,DOAS,DOAS,H,Outdoor,OUT,Packaged,DXHW,4000,CFM,6,15
Direct Outside Air Unit,DOAS,SM,Air Handling Units,Air Handling Units,Direct Outside Air Unit,DOAS,DOAS,H,Outdoor,OUT,Packaged,DXG,4000,CFM,8,15
Direct Outside Air Unit,DOAS,SM,Air Handling Units,Air Handling Units,Direct Outside Air Unit,DOAS,DOAS,H,Outdoor,OUT,Packaged,PKG,6000,CFM,7,15
Direct Outside Air Unit,DOAS,SM,Air Handling Units,Air Handling Units,Direct Outside Air Unit,DOAS,DOAS,H,Outdoor,OUT,Packaged,DXE,6000,CFM,7,15
Direct Outside Air Unit,DOAS,SM,Air Handling Units,Air Handling Units,Direct Outside Air Unit,DOAS,DOAS,H,Outdoor,OUT,Packaged,DXHW,6000,CFM,7,15
Direct Outside Air Unit,DOAS,SM,Air Handling Units,Air Handling Units,Direct Outside Air Unit,DOAS,DOAS,H,Outdoor,OUT,Packaged,DXG,6000,CFM,9,15
Direct Outside Air Unit,DOAS,SM,Air Handling Units,Air Handling Units,Direct Outside Air Unit,DOAS,DOAS,H,Outdoor,OUT,Packaged,PKG,8000,CFM,8,15
Direct Outside Air Unit,DOAS,SM,Air Handling Units,Air Handling Units,Direct Outside Air Unit,DOAS,DOAS,H,Outdoor,OUT,Packaged,DXE,8000,CFM,8,15
Direct Outside Air Unit,DOAS,SM,Air Handling Units,Air Handling Units,Direct Outside Air Unit,DOAS,DOAS,H,Outdoor,OUT,Packaged,DXHW,8000,CFM,8,15
Direct Outside Air Unit,DOAS,SM,Air Handling Units,Air Handling Units,Direct Outside Air Unit,DOAS,DOAS,H,Outdoor,OUT,Packaged,DXG,8000,CFM,9,15
Accessory,ACC,PL,Domestic Water Plant,Domestic Water,Domestic Drinking Water Remote Chiller,DWCH,Other,P,Remote Chiller,RMT,Domestic Water,DW,10,GAL,2,20
Accessory,ACC,PL,Domestic Water Plant,Domestic Water,Domestic Drinking Water Remote Chiller,DWCH,Other,P,Remote Chiller,RMT,Domestic Water,DW,50,GAL,2,20
Accessory,ACC,PL,Domestic Water Plant,Domestic Water,Domestic Drinking Water Remote Chiller,DWCH,Other,P,Remote Chiller,RMT,Domestic Water,DW,100,GAL,2,20
Accessory,ACC,PL,Domestic Water Plant,Domestic Water,Domestic Drinking Water Remote Chiller,DWCH,Other,P,Remote Chiller,RMT,Domestic Water,DW,200,GAL,2.5,20
Accessory,ACC,PL,Domestic Water Plant,Domestic Water,Domestic Drinking Water Remote Chiller,DWCH,Other,P,Remote Chiller,RMT,Domestic Water,DW,300,GAL,2.5,20
Accessory,ACC,PL,Domestic Water Plant,Domestic Water,Domestic Drinking Water Remote Chiller,DWCH,Other,P,Remote Chiller,RMT,Domestic Water,DW,500,GAL,2.5,20
Domestic HW Generator,GEN,PL,Domestic Water Plant,Domestic Water,Domestic HW Generator,DHWG,Other,P,Hot Water,HW,Domestic Water,DW,50,GAL,2,15
Domestic HW Generator,GEN,PL,Domestic Water Plant,Domestic Water,Domestic HW Generator,DHWG,Other,P,Hot Water,HW,Domestic Water,DW,100,GAL,2,15
Domestic HW Generator,GEN,PL,Domestic Water Plant,Domestic Water,Domestic HW Generator,DHWG,Other,P,Hot Water,HW,Domestic Water,DW,250,GAL,2.5,15
Domestic HW Generator,GEN,PL,Domestic Water Plant,Domestic Water,Domestic HW Generator,DHWG,Other,P,Hot Water,HW,Domestic Water,DW,500,GAL,2.5,15
Domestic Water Booster Pump,DBP,PL,Domestic Water Plant,Domestic Water,Domestic Water Booster Pump,DWBP,DBP,P,Duplex,DPX,No Receiver,NOR,5,HP,5,15
Domestic Water Booster Pump,DBP,PL,Domestic Water Plant,Domestic Water,Domestic Water Booster Pump,DWBP,DBP,P,Duplex,DPX,Receiver,RCV,5,HP,6,15
Domestic Water Booster Pump,DBP,PL,Domestic Water Plant,Domestic Water,Domestic Water Booster Pump,DWBP,DBP,P,Duplex,DPX,Receiver,RCV,10,HP,7,15
Domestic Water Booster Pump,DBP,PL,Domestic Water Plant,Domestic Water,Domestic Water Booster Pump,DWBP,DBP,P,Triplex,TPX,No Receiver,NOR,10,HP,8,15
Domestic Water Booster Pump,DBP,PL,Domestic Water Plant,Domestic Water,Domestic Water Booster Pump,DWBP,DBP,P,Triplex,TPX,Receiver,RCV,15,HP,8,15
Domestic Water Booster Pump,DBP,PL,Domestic Water Plant,Domestic Water,Domestic Water Booster Pump,DWBP,DBP,P,Triplex,TPX,Receiver,RCV,30,HP,8,15
Pump,PMP,PL,Domestic Water Plant,Domestic Water,Domestic Water Circ Pump,DWP,DWP,P,Inline,INL,Domestic Water,DW,0.5,HP,1,10
Pump,PMP,PL,Domestic Water Plant,Domestic Water,Domestic Water Circ Pump,DWP,DWP,P,Inline,INL,Domestic Water,DW,1,HP,1,10
Pump,PMP,PL,Domestic Water Plant,Domestic Water,Domestic Water Circ Pump,DWP,DWP,P,Inline,INL,Domestic Water,DW,3,HP,1,10
Pump,PMP,PL,Domestic Water Plant,Domestic Water,Domestic Water Circ Pump,DWP,DWP,P,Inline,INL,Domestic Water,DW,5,HP,1.5,10
Pump,PMP,PL,Domestic Water Plant,Domestic Water,Domestic Water Circ Pump,DWP,DWP,P,Inline,INL,Domestic Water,DW,10,HP,2,10
Domestic Water Heater,DWH,PL,Domestic Water Plant,Domestic Water,Domestic Water Heater,DWH,DWH,P,Electric,ELE,Heat Pump,HP,50,GAL,2,15
Domestic Water Heater,DWH,PL,Domestic Water Plant,Domestic Water,Domestic Water Heater,DWH,DWH,P,Electric,ELE,Heat Pump,HP,100,GAL,2,15
Domestic Water Heater,DWH,PL,Domestic Water Plant,Domestic Water,Domestic Water Heater,DWH,DWH,P,Electric,ELE,Heat Pump,HP,200,GAL,2,15
Domestic Water Heater,DWH,PL,Domestic Water Plant,Domestic Water,Domestic Water Heater,DWH,DWH,P,Electric,ELE,Heat Pump,HP,400,GAL,3,15
Domestic Water Heater,DWH,PL,Domestic Water Plant,Domestic Water,Domestic Water Heater,DWH,DWH,P,Electric,ELE,Heat Pump,HP,600,GAL,3,15
Domestic Water Heater,DWH,PL,Domestic Water Plant,Domestic Water,Domestic Water Heater,DWH,DWH,P,Electric,ELE,Heat Pump,HP,800,GAL,4,15
Domestic Water Heater,DWH,PL,Domestic Water Plant,Domestic Water,Domestic Water Heater,DWH,DWH,P,Electric,ELE,Heat Pump,HP,1000,GAL,4,15
Domestic Water Heater,DWH,PL,Domestic Water Plant,Domestic Water,Domestic Water Heater,DWH,DWH,P,Electric,ELE,Horizontal Tank,HOR,50,GAL,2,15
Domestic Water Heater,DWH,PL,Domestic Water Plant,Domestic Water,Domestic Water Heater,DWH,DWH,P,Electric,ELE,Horizontal Tank,HOR,100,GAL,2,15
Domestic Water Heater,DWH,PL,Domestic Water Plant,Domestic Water,Domestic Water Heater,DWH,DWH,P,Electric,ELE,Horizontal Tank,HOR,200,GAL,3,15
Domestic Water Heater,DWH,PL,Domestic Water Plant,Domestic Water,Domestic Water Heater,DWH,DWH,P,Electric,ELE,Horizontal Tank,HOR,300,GAL,3,15
Domestic Water Heater,DWH,PL,Domestic Water Plant,Domestic Water,Domestic Water Heater,DWH,DWH,P,Electric,ELE,Horizontal Tank,HOR,400,GAL,3,15
Domestic Water Heater,DWH,PL,Domestic Water Plant,Domestic Water,Domestic Water Heater,DWH,DWH,P,Electric,ELE,Horizontal Tank,HOR,600,GAL,3,15
Domestic Water Heater,DWH,PL,Domestic Water Plant,Domestic Water,Domestic Water Heater,DWH,DWH,P,Electric,ELE,Horizontal Tank,HOR,800,GAL,3,15
Domestic Water Heater,DWH,PL,Domestic Water Plant,Domestic Water,Domestic Water Heater,DWH,DWH,P,Electric,ELE,Horizontal Tank,HOR,1000,GAL,3,15
Domestic Water Heater,DWH,PL,Domestic Water Plant,Domestic Water,Domestic Water Heater,DWH,DWH,P,Electric,ELE,Horizontal Tank,HOR,1500,GAL,3,15
Domestic Water Heater,DWH,PL,Domestic Water Plant,Domestic Water,Domestic Water Heater,DWH,DWH,P,Electric,ELE,Horizontal Tank,HOR,2000,GAL,4,15
Domestic Water Heater,DWH,PL,Domestic Water Plant,Domestic Water,Domestic Water Heater,DWH,DWH,P,Electric,ELE,Horizontal Tank,HOR,2500,GAL,4,15
Domestic Water Heater,DWH,PL,Domestic Water Plant,Domestic Water,Domestic Water Heater,DWH,DWH,P,Electric,ELE,Horizontal Tank,HOR,3000,GAL,4,15
Domestic Water Heater,DWH,PL,Domestic Water Plant,Domestic Water,Domestic Water Heater,DWH,DWH,P,Electric,ELE,Horizontal Tank,HOR,4000,GAL,4,15
Domestic Water Heater,DWH,PL,Domestic Water Plant,Domestic Water,Domestic Water Heater,DWH,DWH,P,Electric,ELE,Instantaneous,INS,25,MBH,2.25,15
Domestic Water Heater,DWH,PL,Domestic Water Plant,Domestic Water,Domestic Water Heater,DWH,DWH,P,Electric,ELE,Instantaneous,INS,50,MBH,2.25,15
Domestic Water Heater,DWH,PL,Domestic Water Plant,Domestic Water,Domestic Water Heater,DWH,DWH,P,Electric,ELE,Instantaneous,INS,100,MBH,2.5,15
Domestic Water Heater,DWH,PL,Domestic Water Plant,Domestic Water,Domestic Water Heater,DWH,DWH,P,Electric,ELE,Instantaneous,INS,200,MBH,2.5,15
Domestic Water Heater,DWH,PL,Domestic Water Plant,Domestic Water,Domestic Water Heater,DWH,DWH,P,Electric,ELE,Instantaneous,INS,400,MBH,2.5,15
Domestic Water Heater,DWH,PL,Domestic Water Plant,Domestic Water,Domestic Water Heater,DWH,DWH,P,Electric,ELE,Instantaneous,INS,600,MBH,2.5,15
Domestic Water Heater,DWH,PL,Domestic Water Plant,Domestic Water,Domestic Water Heater,DWH,DWH,P,Electric,ELE,Instantaneous,INS,800,MBH,3,15
Domestic Water Heater,DWH,PL,Domestic Water Plant,Domestic Water,Domestic Water Heater,DWH,DWH,P,Electric,ELE,Instantaneous,INS,1000,MBH,3,15
Domestic Water Heater,DWH,PL,Domestic Water Plant,Domestic Water,Domestic Water Heater,DWH,DWH,P,Electric,ELE,Vertical Tank,VER,50,GAL,2,15
Domestic Water Heater,DWH,PL,Domestic Water Plant,Domestic Water,Domestic Water Heater,DWH,DWH,P,Electric,ELE,Vertical Tank,VER,100,GAL,2,15
Domestic Water Heater,DWH,PL,Domestic Water Plant,Domestic Water,Domestic Water Heater,DWH,DWH,P,Electric,ELE,Vertical Tank,VER,200,GAL,3,15
Domestic Water Heater,DWH,PL,Domestic Water Plant,Domestic Water,Domestic Water Heater,DWH,DWH,P,Electric,ELE,Vertical Tank,VER,300,GAL,3,15
Domestic Water Heater,DWH,PL,Domestic Water Plant,Domestic Water,Domestic Water Heater,DWH,DWH,P,Electric,ELE,Vertical Tank,VER,400,GAL,3,15
Domestic Water Heater,DWH,PL,Domestic Water Plant,Domestic Water,Domestic Water Heater,DWH,DWH,P,Electric,ELE,Vertical Tank,VER,600,GAL,3,15
Domestic Water Heater,DWH,PL,Domestic Water Plant,Domestic Water,Domestic Water Heater,DWH,DWH,P,Electric,ELE,Vertical Tank,VER,800,GAL,3,15
Domestic Water Heater,DWH,PL,Domestic Water Plant,Domestic Water,Domestic Water Heater,DWH,DWH,P,Electric,ELE,Vertical Tank,VER,1000,GAL,3,15
Domestic Water Heater,DWH,PL,Domestic Water Plant,Domestic Water,Domestic Water Heater,DWH,DWH,P,Electric,ELE,Vertical Tank,VER,1500,GAL,3,15
Domestic Water Heater,DWH,PL,Domestic Water Plant,Domestic Water,Domestic Water Heater,DWH,DWH,P,Electric,ELE,Vertical Tank,VER,2000,GAL,4,15
Domestic Water Heater,DWH,PL,Domestic Water Plant,Domestic Water,Domestic Water Heater,DWH,DWH,P,Electric,ELE,Vertical Tank,VER,2500,GAL,4,15
Domestic Water Heater,DWH,PL,Domestic Water Plant,Domestic Water,Domestic Water Heater,DWH,DWH,P,Electric,ELE,Vertical Tank,VER,3000,GAL,4,15
Domestic Water Heater,DWH,PL,Domestic Water Plant,Domestic Water,Domestic Water Heater,DWH,DWH,P,Electric,ELE,Vertical Tank,VER,4000,GAL,4,15
Domestic Water Heater,DWH,PL,Domestic Water Plant,Domestic Water,Domestic Water Heater,DWH,DWH,P,Gas-Fired,GAS,Instantaneous,INS,150,MBH,2.5,15
Domestic Water Heater,DWH,PL,Domestic Water Plant,Domestic Water,Domestic Water Heater,DWH,DWH,P,Gas-Fired,GAS,Instantaneous,INS,200,MBH,3,15
Domestic Water Heater,DWH,PL,Domestic Water Plant,Domestic Water,Domestic Water Heater,DWH,DWH,P,Gas-Fired,GAS,Instantaneous,INS,400,MBH,3,15
Domestic Water Heater,DWH,PL,Domestic Water Plant,Domestic Water,Domestic Water Heater,DWH,DWH,P,Gas-Fired,GAS,Instantaneous,INS,600,MBH,3,15
Domestic Water Heater,DWH,PL,Domestic Water Plant,Domestic Water,Domestic Water Heater,DWH,DWH,P,Gas-Fired,GAS,Instantaneous,INS,800,MBH,3,15
Domestic Water Heater,DWH,PL,Domestic Water Plant,Domestic Water,Domestic Water Heater,DWH,DWH,P,Gas-Fired,GAS,Instantaneous,INS,1000,MBH,3,15
Domestic Water Heater,DWH,PL,Domestic Water Plant,Domestic Water,Domestic Water Heater,DWH,DWH,P,Gas-Fired,GAS,Tank,TNK,25,GAL,2.5,15
Domestic Water Heater,DWH,PL,Domestic Water Plant,Domestic Water,Domestic Water Heater,DWH,DWH,P,Gas-Fired,GAS,Tank,TNK,50,GAL,2.5,15
Domestic Water Heater,DWH,PL,Domestic Water Plant,Domestic Water,Domestic Water Heater,DWH,DWH,P,Gas-Fired,GAS,Tank,TNK,80,GAL,3,15
Domestic Water Heater,DWH,PL,Domestic Water Plant,Domestic Water,Domestic Water Heater,DWH,DWH,P,Gas-Fired,GAS,Tank,TNK,120,GAL,4,15
Domestic Water Heater,DWH,PL,Domestic Water Plant,Domestic Water,Domestic Water Heater,DWH,DWH,P,Gas-Fired,GAS,Tank,TNK,150,GAL,4,15
Domestic Water Heater,DWH,PL,Domestic Water Plant,Domestic Water,Domestic Water Heater,DWH,DWH,P,Gas-Fired,GAS,Tank,TNK,200,GAL,4,15
Domestic Water Heater,DWH,PL,Domestic Water Plant,Domestic Water,Domestic Water Heater,DWH,DWH,P,Gas-Fired,GAS,Tank,TNK,250,GAL,4,15
Domestic Water Heater,DWH,PL,Domestic Water Plant,Domestic Water,Domestic Water Heater,DWH,DWH,P,Gas-Fired,GAS,Tank,TNK,300,GAL,4.5,15
Domestic Water Heater,DWH,PL,Domestic Water Plant,Domestic Water,Domestic Water Heater,DWH,DWH,P,Gas-Fired,GAS,Tank,TNK,400,GAL,4.5,15
Domestic Water Heater,DWH,PL,Domestic Water Plant,Domestic Water,Domestic Water Heater,DWH,DWH,P,Gas-Fired,GAS,Tank,TNK,500,GAL,4.5,15
Domestic Water Heater,DWH,PL,Domestic Water Plant,Domestic Water,Domestic Water Heater,DWH,DWH,P,Steam,STM,Instantaneous,INS,150,MBH,2.5,20
Domestic Water Heater,DWH,PL,Domestic Water Plant,Domestic Water,Domestic Water Heater,DWH,DWH,P,Steam,STM,Instantaneous,INS,200,MBH,2.75,20
Domestic Water Heater,DWH,PL,Domestic Water Plant,Domestic Water,Domestic Water Heater,DWH,DWH,P,Steam,STM,Instantaneous,INS,400,MBH,2.75,20
Domestic Water Heater,DWH,PL,Domestic Water Plant,Domestic Water,Domestic Water Heater,DWH,DWH,P,Steam,STM,Instantaneous,INS,600,MBH,3,20
Domestic Water Heater,DWH,PL,Domestic Water Plant,Domestic Water,Domestic Water Heater,DWH,DWH,P,Steam,STM,Instantaneous,INS,800,MBH,3,20
Domestic Water Heater,DWH,PL,Domestic Water Plant,Domestic Water,Domestic Water Heater,DWH,DWH,P,Steam,STM,Instantaneous,INS,1000,MBH,3,20
Domestic Water Heater,DWH,PL,Domestic Water Plant,Domestic Water,Domestic Water Heater,DWH,DWH,P,Steam,STM,Tank,TNK,100,GAL,2.25,20
Domestic Water Heater,DWH,PL,Domestic Water Plant,Domestic Water,Domestic Water Heater,DWH,DWH,P,Steam,STM,Tank,TNK,200,GAL,2.25,20
Domestic Water Heater,DWH,PL,Domestic Water Plant,Domestic Water,Domestic Water Heater,DWH,DWH,P,Steam,STM,Tank,TNK,300,GAL,2.25,20
Domestic Water Heater,DWH,PL,Domestic Water Plant,Domestic Water,Domestic Water Heater,DWH,DWH,P,Steam,STM,Tank,TNK,400,GAL,2.5,20
Domestic Water Heater,DWH,PL,Domestic Water Plant,Domestic Water,Domestic Water Heater,DWH,DWH,P,Steam,STM,Tank,TNK,600,GAL,2.5,20
Domestic Water Heater,DWH,PL,Domestic Water Plant,Domestic Water,Domestic Water Heater,DWH,DWH,P,Steam,STM,Tank,TNK,800,GAL,3.25,20
Domestic Water Heater,DWH,PL,Domestic Water Plant,Domestic Water,Domestic Water Heater,DWH,DWH,P,Steam,STM,Tank,TNK,1000,GAL,3.25,20
Domestic Water Heater,DWH,PL,Domestic Water Plant,Domestic Water,Domestic Water Heater,DWH,DWH,P,Steam,STM,Tank,TNK,1500,GAL,3.25,20
Domestic Water Heater,DWH,PL,Domestic Water Plant,Domestic Water,Domestic Water Heater,DWH,DWH,P,Steam,STM,Tank,TNK,2000,GAL,3.25,20
Domestic Water Heater,DWH,PL,Domestic Water Plant,Domestic Water,Domestic Water Heater,DWH,DWH,P,Steam,STM,Tank,TNK,2500,GAL,3.25,20
Domestic Water Heater,DWH,PL,Domestic Water Plant,Domestic Water,Domestic Water Heater,DWH,DWH,P,Steam,STM,Tank,TNK,3000,GAL,4.5,20
Domestic Water Heater,DWH,PL,Domestic Water Plant,Domestic Water,Domestic Water Heater,DWH,DWH,P,Steam,STM,Tank,TNK,4000,GAL,5,20
Tank,TNK,PL,Domestic Water Plant,Domestic Water,Domestic Water Heater Tank,DWHT,Other,P,With Heat Exchanger,DHX,"Storage, Above Ground",AG,25,GAL,1,15
Tank,TNK,PL,Domestic Water Plant,Domestic Water,Domestic Water Heater Tank,DWHT,Other,P,With Heat Exchanger,DHX,"Storage, Above Ground",AG,50,GAL,1,15
Tank,TNK,PL,Domestic Water Plant,Domestic Water,Domestic Water Heater Tank,DWHT,Other,P,With Heat Exchanger,DHX,"Storage, Above Ground",AG,80,GAL,1,15
Tank,TNK,PL,Domestic Water Plant,Domestic Water,Domestic Water Heater Tank,DWHT,Other,P,With Heat Exchanger,DHX,"Storage, Above Ground",AG,120,GAL,1,15
Tank,TNK,PL,Domestic Water Plant,Domestic Water,Domestic Water Heater Tank,DWHT,Other,P,With Heat Exchanger,DHX,"Storage, Above Ground",AG,150,GAL,1,15
Tank,TNK,PL,Domestic Water Plant,Domestic Water,Domestic Water Heater Tank,DWHT,Other,P,With Heat Exchanger,DHX,"Storage, Above Ground",AG,200,GAL,1,15
Tank,TNK,PL,Domestic Water Plant,Domestic Water,Domestic Water Heater Tank,DWHT,Other,P,With Heat Exchanger,DHX,"Storage, Above Ground",AG,250,GAL,1,15
Tank,TNK,PL,Domestic Water Plant,Domestic Water,Domestic Water Heater Tank,DWHT,Other,P,With Heat Exchanger,DHX,"Storage, Above Ground",AG,300,GAL,1,15
Tank,TNK,PL,Domestic Water Plant,Domestic Water,Domestic Water Heater Tank,DWHT,Other,P,With Heat Exchanger,DHX,"Storage, Above Ground",AG,400,GAL,1,15
Tank,TNK,PL,Domestic Water Plant,Domestic Water,Domestic Water Heater Tank,DWHT,Other,P,With Heat Exchanger,DHX,"Storage, Above Ground",AG,500,GAL,1,15
Fixture,FIX,PL,Fixtures,Fixtures,Downspout/Conductor Nozzle,DSN,DSN,P,Roof Drains,RD,Downspout/Conductor Nozzle,DSN,0,N/A,0.5,25
Dual Duct Mixing Box,DDM,SM,SM Accessories,Terminal Equipment,Dual Duct Mixing Box,DDM,DDM,H,Standard Mixing,STD,All,,100,CFM,0.6,20
Dual Duct Mixing Box,DDM,SM,SM Accessories,Terminal Equipment,Dual Duct Mixing Box,DDM,DDM,H,Standard Mixing,STD,All,,200,CFM,0.6,20
Dual Duct Mixing Box,DDM,SM,SM Accessories,Terminal Equipment,Dual Duct Mixing Box,DDM,DDM,H,Standard Mixing,STD,All,,400,CFM,0.6,20
Dual Duct Mixing Box,DDM,SM,SM Accessories,Terminal Equipment,Dual Duct Mixing Box,DDM,DDM,H,Standard Mixing,STD,All,,600,CFM,0.6,20
Dual Duct Mixing Box,DDM,SM,SM Accessories,Terminal Equipment,Dual Duct Mixing Box,DDM,DDM,H,Standard Mixing,STD,All,,800,CFM,0.6,20
Dual Duct Mixing Box,DDM,SM,SM Accessories,Terminal Equipment,Dual Duct Mixing Box,DDM,DDM,H,Standard Mixing,STD,All,,1000,CFM,0.6,20
Dual Duct Mixing Box,DDM,SM,SM Accessories,Terminal Equipment,Dual Duct Mixing Box,DDM,DDM,H,Standard Mixing,STD,All,,1200,CFM,0.6,20
Dual Duct Mixing Box,DDM,SM,SM Accessories,Terminal Equipment,Dual Duct Mixing Box,DDM,DDM,H,Standard Mixing,STD,All,,1500,CFM,0.6,20
Dual Duct Mixing Box,DDM,SM,SM Accessories,Terminal Equipment,Dual Duct Mixing Box,DDM,DDM,H,Standard Mixing,STD,All,,2000,CFM,0.6,20
Dual Duct Mixing Box,DDM,SM,SM Accessories,Terminal Equipment,Dual Duct Mixing Box,DDM,DDM,H,Standard Mixing,STD,All,,2400,CFM,0.6,20
Dual Duct Mixing Box,DDM,SM,SM Accessories,Terminal Equipment,Dual Duct Mixing Box,DDM,DDM,H,Standard Mixing,STD,All,,3000,CFM,0.6,20
Ductless Split System,SS,SM,Air Handling System Terminal Equipment,Terminal Equipment,Ductless Split System,CU,FCU,H,Direct Expansion,DX,Electric Heat,ELE,1,TONS,3.5,15
Ductless Split System,SS,SM,Air Handling System Terminal Equipment,Terminal Equipment,Ductless Split System,CU,FCU,H,Direct Expansion,DX,Electric Heat,ELE,3,TONS,3.5,15
Ductless Split System,SS,SM,Air Handling System Terminal Equipment,Terminal Equipment,Ductless Split System,CU,FCU,H,Direct Expansion,DX,No Electric Heat,NOH,1,TONS,4,15
Ductless Split System,SS,SM,Air Handling System Terminal Equipment,Terminal Equipment,Ductless Split System,CU,FCU,H,Direct Expansion,DX,No Electric Heat,NOH,3,TONS,4,15
Fan,FAN,SM,SM Equipment,Fans,Dust Collector,DUST,GEF,H,Dust Collector,DUST,Utility Set,UTY,2000,CFM,4,15
Fan,FAN,SM,SM Equipment,Fans,Dust Collector,DUST,GEF,H,Dust Collector,DUST,Utility Set,UTY,5000,CFM,6,15
Fan,FAN,SM,SM Equipment,Fans,Dust Collector,DUST,GEF,H,Dust Collector,DUST,Utility Set,UTY,10000,CFM,8,15
Fan,FAN,SM,SM Equipment,Fans,Dust Collector,DUST,GEF,H,Dust Collector,DUST,All,ALL,2000,CFM,4,15
Fan,FAN,SM,SM Equipment,Fans,Dust Collector,DUST,GEF,H,Dust Collector,DUST,All,ALL,5000,CFM,6,15
Fan,FAN,SM,SM Equipment,Fans,Dust Collector,DUST,GEF,H,Dust Collector,DUST,All,ALL,10000,CFM,8,15
Fixture,FIX,PL,Fixtures,Fixtures,Electric Water Cooler,EWC,DMW/WV,P,Domestic Water,DMW,Electric Water Cooler,EWC,0,N/A,1,20
Pump,PMP,PL,Sanitary Equipment,Sanitary Waste,Elevator Sump Pump,ESP,ESP,P,Sump Pump,SP,Duplex,DPX,2,HP,1.5,10
Pump,PMP,PL,Sanitary Equipment,Sanitary Waste,Elevator Sump Pump,ESP,ESP,P,Sump Pump,SP,Duplex,DPX,10,HP,1.5,10
Pump,PMP,PL,Sanitary Equipment,Sanitary Waste,Elevator Sump Pump,ESP,ESP,P,Sump Pump,SP,Simplex,SPX,2,HP,1,10
Pump,PMP,PL,Sanitary Equipment,Sanitary Waste,Elevator Sump Pump,ESP,ESP,P,Sump Pump,SP,Simplex,SPX,10,HP,1,10
Fixture,FIX,PL,Fixtures,Fixtures,Emergency Eye Wash,EEW,DMW/WV,P,Domestic Water,DMW,Emergency Eye Wash,EEW,0,N/A,0.5,20
Fixture,FIX,PL,Fixtures,Fixtures,Emergency Eye Wash/Shower,EEWS,DMW/WV,P,Domestic Water,DMW,Emergency Eye Wash/Shower,EEWS,0,N/A,0.5,20
Accessory,ACC,PL,Natural Gas Piping and Equipment,Natural Gas,Emergency Power Off,EPO,EPO,P,Emergency Power Off,EPO,All,,1,EA,0.5,25
Fixture,FIX,PL,Fixtures,Fixtures,Emergency Shower,ESHR,DMW/WV,P,Domestic Water,DMW,Emergency Shower,ESHR,0,N/A,0.5,20
Energy Recovery Ventilator,ERV,SM,Air Handling Units,Air Handling Units,Energy Recovery Ventilator,ERV,ERV,H,Indoor,IND,Packaged,PKG,1000,CFM,3,15
Energy Recovery Ventilator,ERV,SM,Air Handling Units,Air Handling Units,Energy Recovery Ventilator,ERV,ERV,H,Indoor,IND,Packaged,PKG,2500,CFM,3,15
Energy Recovery Ventilator,ERV,SM,Air Handling Units,Air Handling Units,Energy Recovery Ventilator,ERV,ERV,H,Indoor,IND,Packaged,PKG,5000,CFM,3.5,15
Energy Recovery Ventilator,ERV,SM,Air Handling Units,Air Handling Units,Energy Recovery Ventilator,ERV,ERV,H,Indoor,IND,Packaged,PKG,10000,CFM,4.5,15
Energy Recovery Ventilator,ERV,SM,Air Handling Units,Air Handling Units,Energy Recovery Ventilator,ERV,ERV,H,Indoor,IND,Packaged,PKG,20000,CFM,5,15
Energy Recovery Ventilator,ERV,SM,Air Handling Units,Air Handling Units,Energy Recovery Ventilator,ERV,ERV,H,Indoor,IND,Packaged,PKG,40000,CFM,8,15
Energy Recovery Ventilator,ERV,SM,Air Handling Units,Air Handling Units,Energy Recovery Ventilator,ERV,ERV,H,Outdoor,OUT,Packaged,PKG,1000,CFM,3,15
Energy Recovery Ventilator,ERV,SM,Air Handling Units,Air Handling Units,Energy Recovery Ventilator,ERV,ERV,H,Outdoor,OUT,Packaged,PKG,2500,CFM,3,15
Energy Recovery Ventilator,ERV,SM,Air Handling Units,Air Handling Units,Energy Recovery Ventilator,ERV,ERV,H,Outdoor,OUT,Packaged,PKG,5000,CFM,3.5,15
Energy Recovery Ventilator,ERV,SM,Air Handling Units,Air Handling Units,Energy Recovery Ventilator,ERV,ERV,H,Outdoor,OUT,Packaged,PKG,10000,CFM,4.5,15
Energy Recovery Ventilator,ERV,SM,Air Handling Units,Air Handling Units,Energy Recovery Ventilator,ERV,ERV,H,Outdoor,OUT,Packaged,PKG,20000,CFM,5,15
Energy Recovery Ventilator,ERV,SM,Air Handling Units,Air Handling Units,Energy Recovery Ventilator,ERV,ERV,H,Outdoor,OUT,Packaged,PKG,40000,CFM,8,15
Evaporator,EVP,REF,Refrigeration Equipment,Refrigeration,Evaporator,EVP,Other,R,Direct Expansion,DX,All,,1,TONS,2.5,20
Evaporator,EVP,REF,Refrigeration Equipment,Refrigeration,Evaporator,EVP,Other,R,Direct Expansion,DX,All,,2,TONS,2.5,20
Evaporator,EVP,REF,Refrigeration Equipment,Refrigeration,Evaporator,EVP,Other,R,Direct Expansion,DX,All,,3,TONS,2.5,20
Evaporator,EVP,REF,Refrigeration Equipment,Refrigeration,Evaporator,EVP,Other,R,Direct Expansion,DX,All,,4,TONS,2.5,20
Evaporator,EVP,REF,Refrigeration Equipment,Refrigeration,Evaporator,EVP,Other,R,Direct Expansion,DX,All,,5,TONS,2.5,20
Evaporator,EVP,REF,Refrigeration Equipment,Refrigeration,Evaporator,EVP,Other,R,Direct Expansion,DX,All,,6,TONS,2.5,20
Evaporator,EVP,REF,Refrigeration Equipment,Refrigeration,Evaporator,EVP,Other,R,Direct Expansion,DX,All,,10,TONS,2.5,20
Evaporator,EVP,REF,Refrigeration Equipment,Refrigeration,Evaporator,EVP,Other,R,Direct Expansion,DX,All,,25,TONS,2.5,20
Evaporator,EVP,REF,Refrigeration Equipment,Refrigeration,Evaporator,EVP,Other,R,Direct Expansion,DX,All,,50,TONS,4,20
Evaporator,EVP,REF,Refrigeration Equipment,Refrigeration,Evaporator,EVP,Other,R,Direct Expansion,DX,All,,100,TONS,6,20
Expansion Tank,ET,PL,Domestic Water Plant,Domestic Water,Expansion Tank,ET,ET,P,All,,Flanged,FLG,5,GAL,0.5,20
Expansion Tank,ET,PL,Domestic Water Plant,Domestic Water,Expansion Tank,ET,ET,P,All,,Flanged,FLG,10,GAL,0.5,20
Expansion Tank,ET,PF,"Chiller Plant, Cooling Tower Plant, Hot Water Boiler Plant","Chilled, Condenser, Heating Water",Expansion Tank,ET,ET,H,Bladder,BLD,Floor Mounted,FLR,20,GAL,1,20
Expansion Tank,ET,PF,"Chiller Plant, Cooling Tower Plant, Hot Water Boiler Plant","Chilled, Condenser, Heating Water",Expansion Tank,ET,ET,H,Bladder,BLD,Floor Mounted,FLR,50,GAL,1,20
Expansion Tank,ET,PF,"Chiller Plant, Cooling Tower Plant, Hot Water Boiler Plant","Chilled, Condenser, Heating Water",Expansion Tank,ET,ET,H,Bladder,BLD,Floor Mounted,FLR,100,GAL,1,20
Expansion Tank,ET,PF,"Chiller Plant, Cooling Tower Plant, Hot Water Boiler Plant","Chilled, Condenser, Heating Water",Expansion Tank,ET,ET,H,Bladder,BLD,Floor Mounted,FLR,150,GAL,1,20
Expansion Tank,ET,PF,"Chiller Plant, Cooling Tower Plant, Hot Water Boiler Plant","Chilled, Condenser, Heating Water",Expansion Tank,ET,ET,H,Bladder,BLD,Floor Mounted,FLR,200,GAL,1,20
Expansion Tank,ET,PF,"Chiller Plant, Cooling Tower Plant, Hot Water Boiler Plant","Chilled, Condenser, Heating Water",Expansion Tank,ET,ET,H,Bladder,BLD,Floor Mounted,FLR,300,GAL,1,20
Expansion Tank,ET,PF,"Chiller Plant, Cooling Tower Plant, Hot Water Boiler Plant","Chilled, Condenser, Heating Water",Expansion Tank,ET,ET,H,Bladder,BLD,Floor Mounted,FLR,400,GAL,1,20
Expansion Tank,ET,PF,"Chiller Plant, Cooling Tower Plant, Hot Water Boiler Plant","Chilled, Condenser, Heating Water",Expansion Tank,ET,ET,H,Bladder,BLD,Floor Mounted,FLR,500,GAL,1,20
Expansion Tank,ET,PF,"Chiller Plant, Cooling Tower Plant, Hot Water Boiler Plant","Chilled, Condenser, Heating Water",Expansion Tank,ET,ET,H,Bladder,BLD,Floor Mounted,FLR,600,GAL,1,20
Expansion Tank,ET,PF,"Chiller Plant, Cooling Tower Plant, Hot Water Boiler Plant","Chilled, Condenser, Heating Water",Expansion Tank,ET,ET,H,Bladder,BLD,In-Line,INL,10,GAL,0.75,20
Expansion Tank,ET,PF,"Chiller Plant, Cooling Tower Plant, Hot Water Boiler Plant","Chilled, Condenser, Heating Water",Expansion Tank,ET,ET,H,Bladder,BLD,In-Line,INL,20,GAL,0.75,20
Expansion Tank,ET,PF,"Chiller Plant, Cooling Tower Plant, Hot Water Boiler Plant","Chilled, Condenser, Heating Water",Expansion Tank,ET,ET,H,Bladder,BLD,In-Line,INL,50,GAL,0.75,20
Expansion Tank,ET,PF,"Chiller Plant, Cooling Tower Plant, Hot Water Boiler Plant","Chilled, Condenser, Heating Water",Expansion Tank,ET,ET,H,Without Bladder,NOB,Floor Mounted,FLR,50,GAL,0.5,20
Expansion Tank,ET,PF,"Chiller Plant, Cooling Tower Plant, Hot Water Boiler Plant","Chilled, Condenser, Heating Water",Expansion Tank,ET,ET,H,Without Bladder,NOB,Floor Mounted,FLR,100,GAL,0.75,20
Expansion Tank,ET,PF,"Chiller Plant, Cooling Tower Plant, Hot Water Boiler Plant","Chilled, Condenser, Heating Water",Expansion Tank,ET,ET,H,Without Bladder,NOB,Floor Mounted,FLR,150,GAL,0.75,20
Expansion Tank,ET,PF,"Chiller Plant, Cooling Tower Plant, Hot Water Boiler Plant","Chilled, Condenser, Heating Water",Expansion Tank,ET,ET,H,Without Bladder,NOB,Floor Mounted,FLR,200,GAL,0.75,20
Expansion Tank,ET,PF,"Chiller Plant, Cooling Tower Plant, Hot Water Boiler Plant","Chilled, Condenser, Heating Water",Expansion Tank,ET,ET,H,Without Bladder,NOB,In-Line,INL,20,GAL,0.75,20
Expansion Tank,ET,PF,"Chiller Plant, Cooling Tower Plant, Hot Water Boiler Plant","Chilled, Condenser, Heating Water",Expansion Tank,ET,ET,H,Without Bladder,NOB,In-Line,INL,50,GAL,0.75,20
Expansion Tank,ET,PL,Domestic Water Plant,Domestic Water,Expansion Tank,ET,ET,P,All,,Flanged,FLG,25,GAL,0.5,20
Expansion Tank,ET,PL,Domestic Water Plant,Domestic Water,Expansion Tank,ET,ET,P,All,,Flanged,FLG,50,GAL,0.5,20
Expansion Tank,ET,PL,Domestic Water Plant,Domestic Water,Expansion Tank,ET,ET,P,All,,Threaded,THD,2,GAL,0.5,20
Fan Coil Unit,FCU,SM,Air Handling System Terminal Equipment,Terminal Equipment,Fan Coil Unit,FCU,FCU,H,Direct Expansion,DX,Ceiling Mounted,CLG,1000,CFM,2.5,15
Fan Coil Unit,FCU,SM,Air Handling System Terminal Equipment,Terminal Equipment,Fan Coil Unit,FCU,FCU,H,Direct Expansion,DX,Ceiling Mounted,CLG,2000,CFM,2.5,15
Fan Coil Unit,FCU,SM,Air Handling System Terminal Equipment,Terminal Equipment,Fan Coil Unit,FCU,FCU,H,Direct Expansion,DX,Floor Mounted,FLR,1000,CFM,2.5,15
Fan Coil Unit,FCU,SM,Air Handling System Terminal Equipment,Terminal Equipment,Fan Coil Unit,FCU,FCU,H,Direct Expansion,DX,Floor Mounted,FLR,2000,CFM,2.5,15
Fan Coil Unit,FCU,SM,Air Handling System Terminal Equipment,Terminal Equipment,Fan Coil Unit,FCU,FCU,H,Hot Water,HW,Horizontal,HOR,500,CFM,2.5,15
Fan Coil Unit,FCU,SM,Air Handling System Terminal Equipment,Terminal Equipment,Fan Coil Unit,FCU,FCU,H,Hot Water,HW,Horizontal,HOR,1000,CFM,2.5,15
Fan Coil Unit,FCU,SM,Air Handling System Terminal Equipment,Terminal Equipment,Fan Coil Unit,FCU,FCU,H,Hot Water,HW,Horizontal,HOR,2000,CFM,2.5,15
Fan Coil Unit,FCU,SM,Air Handling System Terminal Equipment,Terminal Equipment,Fan Coil Unit,FCU,FCU,H,Hot Water,HW,Horizontal,HOR,4000,CFM,2.5,15
Fan Coil Unit,FCU,SM,Air Handling System Terminal Equipment,Terminal Equipment,Fan Coil Unit,FCU,FCU,H,Hot Water,HW,Vertical,VER,1000,CFM,2.5,15
Fan Coil Unit,FCU,SM,Air Handling System Terminal Equipment,Terminal Equipment,Fan Coil Unit,FCU,FCU,H,Hot Water,HW,Vertical,VER,2000,CFM,2.5,15
Fan Coil Unit - Refrig.,FCU,REF,Refrigeration Equipment,Refrigeration,Fan Coil Unit,FCU,FCU,R,Direct Expansion,DX,All,,1,TONS,2.25,20
Fan Coil Unit - Refrig.,FCU,REF,Refrigeration Equipment,Refrigeration,Fan Coil Unit,FCU,FCU,R,Direct Expansion,DX,All,,2,TONS,2.25,20
Fan Coil Unit - Refrig.,FCU,REF,Refrigeration Equipment,Refrigeration,Fan Coil Unit,FCU,FCU,R,Direct Expansion,DX,All,,3,TONS,2.25,20
Fan Coil Unit - Refrig.,FCU,REF,Refrigeration Equipment,Refrigeration,Fan Coil Unit,FCU,FCU,R,Direct Expansion,DX,All,,4,TONS,2.25,20
Fan Coil Unit - Refrig.,FCU,REF,Refrigeration Equipment,Refrigeration,Fan Coil Unit,FCU,FCU,R,Direct Expansion,DX,All,,5,TONS,2.25,20
Fan Coil Unit - Refrig.,FCU,REF,Refrigeration Equipment,Refrigeration,Fan Coil Unit,FCU,FCU,R,Direct Expansion,DX,All,,6,TONS,2.5,20
Fan Coil Unit - Refrig.,FCU,REF,Refrigeration Equipment,Refrigeration,Fan Coil Unit,FCU,FCU,R,Direct Expansion,DX,All,,10,TONS,2.5,20
Fan Coil Unit - Refrig.,FCU,REF,Refrigeration Equipment,Refrigeration,Fan Coil Unit,FCU,FCU,R,Direct Expansion,DX,All,,15,TONS,3.25,20
Fan Coil Unit - Refrig.,FCU,REF,Refrigeration Equipment,Refrigeration,Fan Coil Unit,FCU,FCU,R,Direct Expansion,DX,All,,20,TONS,3.25,20
Fan Coil Unit - Refrig.,FCU,REF,Refrigeration Equipment,Refrigeration,Fan Coil Unit,FCU,FCU,R,Direct Expansion,DX,All,,25,TONS,3.5,20
Fan Coil Unit - Refrig.,FCU,REF,Refrigeration Equipment,Refrigeration,Fan Coil Unit,FCU,FCU,R,Direct Expansion,DX,All,,50,TONS,4.5,20
Fan Coil Unit - Refrig.,FCU,REF,Refrigeration Equipment,Refrigeration,Fan Coil Unit,FCU,FCU,R,Direct Expansion,DX,All,,100,TONS,6,20
Fan Coil Unit - Refrig.,FCU,REF,Refrigeration Equipment,Refrigeration,Fan Coil Unit,FCU,FCU,R,Direct Expansion,DX,Ceiling Mounted,CLG,200,CFM,2.5,20
Fan Coil Unit - Refrig.,FCU,REF,Refrigeration Equipment,Refrigeration,Fan Coil Unit,FCU,FCU,R,Direct Expansion,DX,Ceiling Mounted,CLG,400,CFM,2.5,20
Fan Coil Unit - Refrig.,FCU,REF,Refrigeration Equipment,Refrigeration,Fan Coil Unit,FCU,FCU,R,Direct Expansion,DX,Ceiling Mounted,CLG,600,CFM,2.5,20
Fan Coil Unit - Refrig.,FCU,REF,Refrigeration Equipment,Refrigeration,Fan Coil Unit,FCU,FCU,R,Direct Expansion,DX,Ceiling Mounted,CLG,800,CFM,2.5,20
Fan Coil Unit - Refrig.,FCU,REF,Refrigeration Equipment,Refrigeration,Fan Coil Unit,FCU,FCU,R,Direct Expansion,DX,Ceiling Mounted,CLG,1000,CFM,2.5,20
Fan Coil Unit - Refrig.,FCU,REF,Refrigeration Equipment,Refrigeration,Fan Coil Unit,FCU,FCU,R,Direct Expansion,DX,Ceiling Mounted,CLG,1250,CFM,2.5,20
Fan Coil Unit - Refrig.,FCU,REF,Refrigeration Equipment,Refrigeration,Fan Coil Unit,FCU,FCU,R,Direct Expansion,DX,Ceiling Mounted,CLG,1500,CFM,2.5,20
Fan Coil Unit - Refrig.,FCU,REF,Refrigeration Equipment,Refrigeration,Fan Coil Unit,FCU,FCU,R,Direct Expansion,DX,Ceiling Mounted,CLG,1500,CFM,2.5,20
Fan Coil Unit - Refrig.,FCU,REF,Refrigeration Equipment,Refrigeration,Fan Coil Unit,FCU,FCU,R,Direct Expansion,DX,Wall Mounted,WAL,200,CFM,2.5,20
Fan Coil Unit - Refrig.,FCU,REF,Refrigeration Equipment,Refrigeration,Fan Coil Unit,FCU,FCU,R,Direct Expansion,DX,Wall Mounted,WAL,400,CFM,2.5,20
Fan Coil Unit - Refrig.,FCU,REF,Refrigeration Equipment,Refrigeration,Fan Coil Unit,FCU,FCU,R,Direct Expansion,DX,Wall Mounted,WAL,600,CFM,2.5,20
Fan Coil Unit - Refrig.,FCU,REF,Refrigeration Equipment,Refrigeration,Fan Coil Unit,FCU,FCU,R,Direct Expansion,DX,Wall Mounted,WAL,800,CFM,2.5,20
Fan Coil Unit - Refrig.,FCU,REF,Refrigeration Equipment,Refrigeration,Fan Coil Unit,FCU,FCU,R,Direct Expansion,DX,Wall Mounted,WAL,1000,CFM,2.5,20
Fan Coil Unit - Refrig.,FCU,REF,Refrigeration Equipment,Refrigeration,Fan Coil Unit,FCU,FCU,R,Direct Expansion,DX,Wall Mounted,WAL,1250,CFM,2.5,20
Fan Coil Unit - Refrig.,FCU,REF,Refrigeration Equipment,Refrigeration,Fan Coil Unit,FCU,FCU,R,Direct Expansion,DX,Wall Mounted,WAL,1500,CFM,2.5,20
Fan Coil Unit - Refrig.,FCU,REF,Refrigeration Equipment,Refrigeration,Fan Coil Unit,FCU,FCU,R,Direct Expansion,DX,Wall Mounted,WAL,2000,CFM,2.5,20
Fan Coil Unit,FCU,SM,Air Handling System Terminal Equipment,Terminal Equipment,Fan Coil Unit,FCU,FCU,H,Hot Water,HW,Vertical,VER,500,CFM,2.5,15
Fan Powered Box,FPB,SM,SM Accessories,Terminal Equipment,Fan Powered Box,FPB,FPB,H,Electric,ELE,All,,200,CFM,0.75,20
Fan Powered Box,FPB,SM,SM Accessories,Terminal Equipment,Fan Powered Box,FPB,FPB,H,Electric,ELE,All,,400,CFM,0.75,20
Fan Powered Box,FPB,SM,SM Accessories,Terminal Equipment,Fan Powered Box,FPB,FPB,H,Electric,ELE,All,,600,CFM,0.75,20
Fan Powered Box,FPB,SM,SM Accessories,Terminal Equipment,Fan Powered Box,FPB,FPB,H,Electric,ELE,All,,800,CFM,0.75,20
Fan Powered Box,FPB,SM,SM Accessories,Terminal Equipment,Fan Powered Box,FPB,FPB,H,Electric,ELE,All,,1000,CFM,0.75,20
Fan Powered Box,FPB,SM,SM Accessories,Terminal Equipment,Fan Powered Box,FPB,FPB,H,Electric,ELE,All,,1200,CFM,0.75,20
Fan Powered Box,FPB,SM,SM Accessories,Terminal Equipment,Fan Powered Box,FPB,FPB,H,Electric,ELE,All,,1500,CFM,0.75,20
Fan Powered Box,FPB,SM,SM Accessories,Terminal Equipment,Fan Powered Box,FPB,FPB,H,Electric,ELE,All,,2000,CFM,0.75,20
Fan Powered Box,FPB,SM,SM Accessories,Terminal Equipment,Fan Powered Box,FPB,FPB,H,Electric,ELE,All,,2400,CFM,0.75,20
Fan Powered Box,FPB,SM,SM Accessories,Terminal Equipment,Fan Powered Box,FPB,FPB,H,Hot Water,HW,All,,200,CFM,0.75,20
Fan Powered Box,FPB,SM,SM Accessories,Terminal Equipment,Fan Powered Box,FPB,FPB,H,Hot Water,HW,All,,400,CFM,0.75,20
Fan Powered Box,FPB,SM,SM Accessories,Terminal Equipment,Fan Powered Box,FPB,FPB,H,Hot Water,HW,All,,600,CFM,0.75,20
Fan Powered Box,FPB,SM,SM Accessories,Terminal Equipment,Fan Powered Box,FPB,FPB,H,Hot Water,HW,All,,800,CFM,0.75,20
Fan Powered Box,FPB,SM,SM Accessories,Terminal Equipment,Fan Powered Box,FPB,FPB,H,Hot Water,HW,All,,1000,CFM,0.75,20
Fan Powered Box,FPB,SM,SM Accessories,Terminal Equipment,Fan Powered Box,FPB,FPB,H,Hot Water,HW,All,,1200,CFM,0.75,20
Fan Powered Box,FPB,SM,SM Accessories,Terminal Equipment,Fan Powered Box,FPB,FPB,H,Hot Water,HW,All,,1500,CFM,0.75,20
Fan Powered Box,FPB,SM,SM Accessories,Terminal Equipment,Fan Powered Box,FPB,FPB,H,Hot Water,HW,All,,2000,CFM,0.75,20
Fan Powered Box,FPB,SM,SM Accessories,Terminal Equipment,Fan Powered Box,FPB,FPB,H,Hot Water,HW,All,,2400,CFM,0.75,20
Pump,PMP,PF,Steam Boiler Plant,Steam,Feedwater Systems w/Pumps,FDW,Other,H,Steam,STM,Feedwater,FDW,100,GAL,2.25,15
Pump,PMP,PF,Steam Boiler Plant,Steam,Feedwater Systems w/Pumps,FDW,Other,H,Steam,STM,Feedwater,FDW,200,GAL,2.25,15
Pump,PMP,PF,Steam Boiler Plant,Steam,Feedwater Systems w/Pumps,FDW,Other,H,Steam,STM,Feedwater,FDW,350,GAL,2.25,15
Pump,PMP,PF,Steam Boiler Plant,Steam,Feedwater Systems w/Pumps,FDW,Other,H,Steam,STM,Feedwater,FDW,500,GAL,2.25,15
Tank,TNK,PF,Steam Boiler Plant,Steam,Flash Tank,FT,FT,H,Steam,STM,"Flash, Above Ground",AG,100,GAL,0.75,20
Tank,TNK,PF,Steam Boiler Plant,Steam,Flash Tank,FT,FT,H,Steam,STM,"Flash, Above Ground",AG,200,GAL,0.75,20
Tank,TNK,PF,Steam Boiler Plant,Steam,Flash Tank,FT,FT,H,Steam,STM,"Flash, Above Ground",AG,400,GAL,0.75,20
Fixture,FIX,PL,Fixtures,Fixtures,Floor Clean Out,FCO,WV,P,Waste & Vent,WV,Floor Clean Out,FCO,0,N/A,0.5,25
Fixture,FIX,PL,Fixtures,Fixtures,Floor Drain,FD,WV,P,Waste & Vent,WV,Floor Drain,FD,0,N/A,0.5,25
Fixture,FIX,PL,Fixtures,Fixtures,Floor Sink,FS,WV,P,Waste & Vent,WV,Floor Sink,FS,0,N/A,0.5,25
Accessory,ACC,SM,SM Equipment,SM Accessories,Flue Piping,Flue,Flue,H,Flue Piping,FLUE,All,,8,INCHES,0.5,25
Accessory,ACC,SM,SM Equipment,SM Accessories,Flue Piping,Flue,Flue,H,Flue Piping,FLUE,All,,12,INCHES,0.5,25
Accessory,ACC,SM,SM Equipment,SM Accessories,Flue Piping,Flue,Flue,H,Flue Piping,FLUE,All,,16,INCHES,0.5,25
Accessory,ACC,SM,SM Equipment,SM Accessories,Flue Piping,Flue,Flue,H,Flue Piping,FLUE,All,,24,INCHES,0.5,25
Pump,PMP,PF,Fuel Oil Piping and Equipment,Fuel Oil,Fuel Oil Pump,FPMP,Other,H,Fuel Oil,OIL,All,,2,GPM,2.25,15
Pump,PMP,PF,Fuel Oil Piping and Equipment,Fuel Oil,Fuel Oil Pump,FPMP,Other,H,Fuel Oil,OIL,All,,10,GPM,2.25,15
Tank,TNK,PF,Fuel Oil Piping and Equipment,Fuel Oil,Fuel Oil Tank,FTNK,Other,H,Fuel Oil,OIL,Above Ground,AG,500,GAL,1.5,20
Tank,TNK,PF,Fuel Oil Piping and Equipment,Fuel Oil,Fuel Oil Tank,FTNK,Other,H,Fuel Oil,OIL,Above Ground,AG,5000,GAL,2,20
Tank,TNK,PF,Fuel Oil Piping and Equipment,Fuel Oil,Fuel Oil Tank,FTNK,Other,H,Fuel Oil,OIL,Above Ground,AG,10000,GAL,2,20
Tank,TNK,PF,Fuel Oil Piping and Equipment,Fuel Oil,Fuel Oil Tank,FTNK,Other,H,Fuel Oil,OIL,Above Ground,AG,20000,GAL,3,20
Tank,TNK,PF,Fuel Oil Piping and Equipment,Fuel Oil,Fuel Oil Tank,FTNK,Other,H,Fuel Oil,OIL,Above Ground,AG,50000,GAL,4,20
Tank,TNK,PF,Fuel Oil Piping and Equipment,Fuel Oil,Fuel Oil Tank,FTNK,Other,H,Fuel Oil,OIL,Below Ground,BG,5000,GAL,2.5,20
Tank,TNK,PF,Fuel Oil Piping and Equipment,Fuel Oil,Fuel Oil Tank,FTNK,Other,H,Fuel Oil,OIL,Below Ground,BG,10000,GAL,3.5,20
Tank,TNK,PF,Fuel Oil Piping and Equipment,Fuel Oil,Fuel Oil Tank,FTNK,Other,H,Fuel Oil,OIL,Below Ground,BG,20000,GAL,4.5,20
Tank,TNK,PF,Fuel Oil Piping and Equipment,Fuel Oil,Fuel Oil Tank,FTNK,Other,H,Fuel Oil,OIL,Below Ground,BG,50000,GAL,5,20
Furnace,FUR,SM,Air Handling System Terminal Equipment,Terminal Equipment,Furnace,FUR,Other,H,Electric,ELE,All,,60,MBH,1,15
Furnace,FUR,SM,Air Handling System Terminal Equipment,Terminal Equipment,Furnace,FUR,Other,H,Electric,ELE,All,,120,MBH,1,15
Furnace,FUR,SM,Air Handling System Terminal Equipment,Terminal Equipment,Furnace,FUR,Other,H,Electric,ELE,All,,250,MBH,1.25,15
Furnace,FUR,SM,Air Handling System Terminal Equipment,Terminal Equipment,Furnace,FUR,Other,H,Gas-Fired,GAS,All,,60,MBH,1.25,18
Furnace,FUR,SM,Air Handling System Terminal Equipment,Terminal Equipment,Furnace,FUR,Other,H,Gas-Fired,GAS,All,,120,MBH,1.5,18
Furnace,FUR,SM,Air Handling System Terminal Equipment,Terminal Equipment,Furnace,FUR,Other,H,Gas-Fired,GAS,All,,250,MBH,1.75,18
Fixture,FIX,PL,Fixtures,Fixtures,Garbage Disposal,GD,WV,P,Waste & Vent,WV,Garbage Disposal,GD,0,N/A,0.5,15
Fan,FAN,SM,SM Equipment,Fans,General Exhaust Fan,GEF,GEF,H,General Exhaust,GEX,Axial,AXL,500,CFM,1,20
Fan,FAN,SM,SM Equipment,Fans,General Exhaust Fan,GEF,GEF,H,General Exhaust,GEX,Axial,AXL,1000,CFM,1,20
Fan,FAN,SM,SM Equipment,Fans,General Exhaust Fan,GEF,GEF,H,General Exhaust,GEX,Axial,AXL,2000,CFM,1,20
Fan,FAN,SM,SM Equipment,Fans,General Exhaust Fan,GEF,GEF,H,General Exhaust,GEX,Axial,AXL,5000,CFM,1.5,20
Fan,FAN,SM,SM Equipment,Fans,General Exhaust Fan,GEF,GEF,H,General Exhaust,GEX,Axial,AXL,7500,CFM,1.5,20
Fan,FAN,SM,SM Equipment,Fans,General Exhaust Fan,GEF,GEF,H,General Exhaust,GEX,Axial,AXL,10000,CFM,1.5,20
Fan,FAN,SM,SM Equipment,Fans,General Exhaust Fan,GEF,GEF,H,General Exhaust,GEX,Axial,AXL,15000,CFM,1.5,20
Fan,FAN,SM,SM Equipment,Fans,General Exhaust Fan,GEF,GEF,H,General Exhaust,GEX,Axial,AXL,20000,CFM,2,20
Fan,FAN,SM,SM Equipment,Fans,General Exhaust Fan,GEF,GEF,H,General Exhaust,GEX,Axial,AXL,25000,CFM,2,20
Fan,FAN,SM,SM Equipment,Fans,General Exhaust Fan,GEF,GEF,H,General Exhaust,GEX,Ceiling Mounted,CLG,100,CFM,1,15
Fan,FAN,SM,SM Equipment,Fans,General Exhaust Fan,GEF,GEF,H,General Exhaust,GEX,Ceiling Mounted,CLG,250,CFM,1,15
Fan,FAN,SM,SM Equipment,Fans,General Exhaust Fan,GEF,GEF,H,General Exhaust,GEX,Ceiling Mounted,CLG,500,CFM,1,15
Fan,FAN,SM,SM Equipment,Fans,General Exhaust Fan,GEF,GEF,H,General Exhaust,GEX,Ceiling Mounted,CLG,750,CFM,1,15
Fan,FAN,SM,SM Equipment,Fans,General Exhaust Fan,GEF,GEF,H,General Exhaust,GEX,Ceiling Mounted,CLG,1000,CFM,1,15
Fan,FAN,SM,SM Equipment,Fans,General Exhaust Fan,GEF,GEF,H,General Exhaust,GEX,Ceiling Mounted,CLG,2000,CFM,1,15
Fan,FAN,SM,SM Equipment,Fans,General Exhaust Fan,GEF,GEF,H,General Exhaust,GEX,Centrifugal,CEN,1000,CFM,2,25
Fan,FAN,SM,SM Equipment,Fans,General Exhaust Fan,GEF,GEF,H,General Exhaust,GEX,Centrifugal,CEN,2000,CFM,2,25
Fan,FAN,SM,SM Equipment,Fans,General Exhaust Fan,GEF,GEF,H,General Exhaust,GEX,Centrifugal,CEN,5000,CFM,2.25,25
Fan,FAN,SM,SM Equipment,Fans,General Exhaust Fan,GEF,GEF,H,General Exhaust,GEX,Centrifugal,CEN,7500,CFM,2.25,25
Fan,FAN,SM,SM Equipment,Fans,General Exhaust Fan,GEF,GEF,H,General Exhaust,GEX,Centrifugal,CEN,10000,CFM,2.25,25
Fan,FAN,SM,SM Equipment,Fans,General Exhaust Fan,GEF,GEF,H,General Exhaust,GEX,Centrifugal,CEN,15000,CFM,2.25,25
Fan,FAN,SM,SM Equipment,Fans,General Exhaust Fan,GEF,GEF,H,General Exhaust,GEX,Centrifugal,CEN,20000,CFM,2.25,25
Fan,FAN,SM,SM Equipment,Fans,General Exhaust Fan,GEF,GEF,H,General Exhaust,GEX,Centrifugal,CEN,25000,CFM,2.25,25
Fan,FAN,SM,SM Equipment,Fans,General Exhaust Fan,GEF,GEF,H,General Exhaust,GEX,Centrifugal,CEN,30000,CFM,2.25,25
Fan,FAN,SM,SM Equipment,Fans,General Exhaust Fan,GEF,GEF,H,General Exhaust,GEX,Centrifugal,CEN,40000,CFM,2.25,25
Fan,FAN,SM,SM Equipment,Fans,General Exhaust Fan,GEF,GEF,H,General Exhaust,GEX,Centrifugal,CEN,50000,CFM,2.5,25
Fan,FAN,SM,SM Equipment,Fans,General Exhaust Fan,GEF,GEF,H,General Exhaust,GEX,Centrifugal,CEN,60000,CFM,2.5,25
Fan,FAN,SM,SM Equipment,Fans,General Exhaust Fan,GEF,GEF,H,General Exhaust,GEX,Centrifugal,CEN,70000,CFM,2.5,25
Fan,FAN,SM,SM Equipment,Fans,General Exhaust Fan,GEF,GEF,H,General Exhaust,GEX,Centrifugal,CEN,80000,CFM,2.5,25
Fan,FAN,SM,SM Equipment,Fans,General Exhaust Fan,GEF,GEF,H,General Exhaust,GEX,Centrifugal,CEN,100000,CFM,2.5,25
Fan,FAN,SM,SM Equipment,Fans,General Exhaust Fan,GEF,GEF,H,General Exhaust,GEX,Centrifugal,CEN,120000,CFM,2.5,25
Fan,FAN,SM,SM Equipment,Fans,General Exhaust Fan,GEF,GEF,H,General Exhaust,GEX,Upblast,UPB,100,CFM,2.25,20
Fan,FAN,SM,SM Equipment,Fans,General Exhaust Fan,GEF,GEF,H,General Exhaust,GEX,Upblast,UPB,250,CFM,2.25,20
Fan,FAN,SM,SM Equipment,Fans,General Exhaust Fan,GEF,GEF,H,General Exhaust,GEX,Upblast,UPB,500,CFM,2.25,20
Fan,FAN,SM,SM Equipment,Fans,General Exhaust Fan,GEF,GEF,H,General Exhaust,GEX,Upblast,UPB,750,CFM,2.5,20
Fan,FAN,SM,SM Equipment,Fans,General Exhaust Fan,GEF,GEF,H,General Exhaust,GEX,Upblast,UPB,1000,CFM,2.5,20
Fan,FAN,SM,SM Equipment,Fans,General Exhaust Fan,GEF,GEF,H,General Exhaust,GEX,Upblast,UPB,1500,CFM,2.5,20
Fan,FAN,SM,SM Equipment,Fans,General Exhaust Fan,GEF,GEF,H,General Exhaust,GEX,Upblast,UPB,2000,CFM,2.5,20
Fan,FAN,SM,SM Equipment,Fans,General Exhaust Fan,GEF,GEF,H,General Exhaust,GEX,Upblast,UPB,2500,CFM,2.5,20
Fan,FAN,SM,SM Equipment,Fans,General Exhaust Fan,GEF,GEF,H,General Exhaust,GEX,Upblast,UPB,3000,CFM,2.5,20
Fan,FAN,SM,SM Equipment,Fans,General Exhaust Fan,GEF,GEF,H,General Exhaust,GEX,Upblast,UPB,4000,CFM,2.75,20
Fan,FAN,SM,SM Equipment,Fans,General Exhaust Fan,GEF,GEF,H,General Exhaust,GEX,Upblast,UPB,5000,CFM,2.75,20
Fan,FAN,SM,SM Equipment,Fans,General Exhaust Fan,GEF,GEF,H,General Exhaust,GEX,Upblast,UPB,6000,CFM,2.75,20
Fan,FAN,SM,SM Equipment,Fans,General Exhaust Fan,GEF,GEF,H,General Exhaust,GEX,Upblast,UPB,7500,CFM,3,20
Fan,FAN,SM,SM Equipment,Fans,General Exhaust Fan,GEF,GEF,H,General Exhaust,GEX,Upblast,UPB,10000,CFM,3,20
Fan,FAN,SM,SM Equipment,Fans,General Exhaust Fan,GEF,GEF,H,General Exhaust,GEX,Upblast,UPB,15000,CFM,3,20
Fan,FAN,SM,SM Equipment,Fans,General Exhaust Fan,GEF,GEF,H,General Exhaust,GEX,Upblast,UPB,20000,CFM,3.25,20
Fan,FAN,SM,SM Equipment,Fans,General Exhaust Fan,GEF,GEF,H,General Exhaust,GEX,Upblast,UPB,30000,CFM,3.25,20
Fan,FAN,SM,SM Equipment,Fans,General Exhaust Fan,GEF,GEF,H,General Exhaust,GEX,Upblast,UPB,40000,CFM,3.5,20
Fan,FAN,SM,SM Equipment,Fans,General Exhaust Fan,GEF,GEF,H,General Exhaust,GEX,Upblast,UPB,50000,CFM,3.5,20
Fan,FAN,SM,SM Equipment,Fans,General Exhaust Fan,GEF,GEF,H,General Exhaust,GEX,Utility Set,UTY,500,CFM,1,20
Fan,FAN,SM,SM Equipment,Fans,General Exhaust Fan,GEF,GEF,H,General Exhaust,GEX,Utility Set,UTY,750,CFM,1,20
Fan,FAN,SM,SM Equipment,Fans,General Exhaust Fan,GEF,GEF,H,General Exhaust,GEX,Utility Set,UTY,1000,CFM,1,20
Fan,FAN,SM,SM Equipment,Fans,General Exhaust Fan,GEF,GEF,H,General Exhaust,GEX,Utility Set,UTY,1500,CFM,1,20
Fan,FAN,SM,SM Equipment,Fans,General Exhaust Fan,GEF,GEF,H,General Exhaust,GEX,Utility Set,UTY,2000,CFM,1,20
Fan,FAN,SM,SM Equipment,Fans,General Exhaust Fan,GEF,GEF,H,General Exhaust,GEX,Utility Set,UTY,2500,CFM,1,20
Fan,FAN,SM,SM Equipment,Fans,General Exhaust Fan,GEF,GEF,H,General Exhaust,GEX,Utility Set,UTY,3000,CFM,1,20
Fan,FAN,SM,SM Equipment,Fans,General Exhaust Fan,GEF,GEF,H,General Exhaust,GEX,Utility Set,UTY,4000,CFM,1.5,20
Fan,FAN,SM,SM Equipment,Fans,General Exhaust Fan,GEF,GEF,H,General Exhaust,GEX,Utility Set,UTY,5000,CFM,1.5,20
Fan,FAN,SM,SM Equipment,Fans,General Exhaust Fan,GEF,GEF,H,General Exhaust,GEX,Utility Set,UTY,6000,CFM,1.5,20
Fan,FAN,SM,SM Equipment,Fans,General Exhaust Fan,GEF,GEF,H,General Exhaust,GEX,Utility Set,UTY,7500,CFM,1.5,20
Fan,FAN,SM,SM Equipment,Fans,General Exhaust Fan,GEF,GEF,H,General Exhaust,GEX,Utility Set,UTY,10000,CFM,1.5,20
Fan,FAN,SM,SM Equipment,Fans,General Exhaust Fan,GEF,GEF,H,General Exhaust,GEX,Utility Set,UTY,15000,CFM,1.5,20
Fan,FAN,SM,SM Equipment,Fans,General Exhaust Fan,GEF,GEF,H,General Exhaust,GEX,Utility Set,UTY,20000,CFM,1.5,20
Fan,FAN,SM,SM Equipment,Fans,General Exhaust Fan,GEF,GEF,H,General Exhaust,GEX,Utility Set,UTY,25000,CFM,1.75,20
Fan,FAN,SM,SM Equipment,Fans,General Exhaust Fan,GEF,GEF,H,General Exhaust,GEX,Utility Set,UTY,30000,CFM,1.75,20
Fan,FAN,SM,SM Equipment,Fans,General Exhaust Fan,GEF,GEF,H,General Exhaust,GEX,Vane Axial,VAX,1000,CFM,1,20
Fan,FAN,SM,SM Equipment,Fans,General Exhaust Fan,GEF,GEF,H,General Exhaust,GEX,Vane Axial,VAX,2000,CFM,1,20
Fan,FAN,SM,SM Equipment,Fans,General Exhaust Fan,GEF,GEF,H,General Exhaust,GEX,Vane Axial,VAX,5000,CFM,1.5,20
Fan,FAN,SM,SM Equipment,Fans,General Exhaust Fan,GEF,GEF,H,General Exhaust,GEX,Vane Axial,VAX,7500,CFM,1.5,20
Fan,FAN,SM,SM Equipment,Fans,General Exhaust Fan,GEF,GEF,H,General Exhaust,GEX,Vane Axial,VAX,10000,CFM,1.5,20
Fan,FAN,SM,SM Equipment,Fans,General Exhaust Fan,GEF,GEF,H,General Exhaust,GEX,Vane Axial,VAX,15000,CFM,1.5,20
Fan,FAN,SM,SM Equipment,Fans,General Exhaust Fan,GEF,GEF,H,General Exhaust,GEX,Vane Axial,VAX,20000,CFM,1.5,20
Fan,FAN,SM,SM Equipment,Fans,General Exhaust Fan,GEF,GEF,H,General Exhaust,GEX,Vane Axial,VAX,25000,CFM,2,20
Fan,FAN,SM,SM Equipment,Fans,General Exhaust Fan,GEF,GEF,H,General Exhaust,GEX,Vane Axial,VAX,30000,CFM,2,20
Fan,FAN,SM,SM Equipment,Fans,General Exhaust Fan,GEF,GEF,H,General Exhaust,GEX,Vane Axial,VAX,40000,CFM,2,20
Fan,FAN,SM,SM Equipment,Fans,General Exhaust Fan,GEF,GEF,H,General Exhaust,GEX,Vane Axial,VAX,50000,CFM,2,20
Fan,FAN,SM,SM Equipment,Fans,General Exhaust Fan,GEF,GEF,H,General Exhaust,GEX,Vane Axial,VAX,60000,CFM,2,20
Fan,FAN,SM,SM Equipment,Fans,General Exhaust Fan,GEF,GEF,H,General Exhaust,GEX,Vane Axial,VAX,70000,CFM,2,20
Fan,FAN,SM,SM Equipment,Fans,General Exhaust Fan,GEF,GEF,H,General Exhaust,GEX,Vane Axial,VAX,80000,CFM,2,20
Fan,FAN,SM,SM Equipment,Fans,General Exhaust Fan,GEF,GEF,H,General Exhaust,GEX,Vane Axial,VAX,100000,CFM,2,20
Fan,FAN,SM,SM Equipment,Fans,General Exhaust Fan,GEF,GEF,H,General Exhaust,GEX,Vane Axial,VAX,120000,CFM,2,20
Glycol Feeder,GF,PF,"Chiller Plant, Cooling Tower Plant, Hot Water Boiler Plant","Chilled, Condenser, Heating Water",Glycol Feeder,GF,GF,H,All,,All,,30,GAL,0.5,20
Glycol Feeder,GF,PF,"Chiller Plant, Cooling Tower Plant, Hot Water Boiler Plant","Chilled, Condenser, Heating Water",Glycol Feeder,GF,GF,H,All,,All,,60,GAL,0.5,20
Glycol Feeder,GF,PF,"Chiller Plant, Cooling Tower Plant, Hot Water Boiler Plant","Chilled, Condenser, Heating Water",Glycol Feeder,GF,GF,H,All,,All,,120,GAL,0.5,20
Fixture,FIX,PL,Fixtures,Fixtures,Grade Clean Out,GCO,WV,P,Waste & Vent,WV,Grade Clean Out,GCO,0,N/A,0.5,25
Accessory,ACC,SM,SM Accessories,SM Accessories,GRD - Laminar Flow,GRD-LF,GRD-LF,H,"Grilles, Registers, Diffusers",GRD,Laminar Flow,LF,8,INCHES,0,27
Accessory,ACC,SM,SM Accessories,SM Accessories,GRD - Laminar Flow,GRD-LF,GRD-LF,H,"Grilles, Registers, Diffusers",GRD,Laminar Flow,LF,12,INCHES,0,27
Accessory,ACC,SM,SM Accessories,SM Accessories,GRD - Laminar Flow,GRD-LF,GRD-LF,H,"Grilles, Registers, Diffusers",GRD,Laminar Flow,LF,16,INCHES,0,27
Accessory,ACC,SM,SM Accessories,SM Accessories,GRD - Laminar Flow,GRD-LF,GRD-LF,H,"Grilles, Registers, Diffusers",GRD,Laminar Flow,LF,24,INCHES,0,27
Accessory,ACC,SM,SM Accessories,SM Accessories,GRD - Laminar Flow - with HEPA Filter,GRD-LF-HEPA,GRD-LF-HEPA,H,"Grilles, Registers, Diffusers",GRD,Laminar Flow with HEPA Filters,HEPA,8,INCHES,0.5,27
Accessory,ACC,SM,SM Accessories,SM Accessories,GRD - Laminar Flow - with HEPA Filter,GRD-LF-HEPA,GRD-LF-HEPA,H,"Grilles, Registers, Diffusers",GRD,Laminar Flow with HEPA Filters,HEPA,12,INCHES,0.5,27
Accessory,ACC,SM,SM Accessories,SM Accessories,GRD - Laminar Flow - with HEPA Filter,GRD-LF-HEPA,GRD-LF-HEPA,H,"Grilles, Registers, Diffusers",GRD,Laminar Flow with HEPA Filters,HEPA,16,INCHES,0.5,27
Accessory,ACC,SM,SM Accessories,SM Accessories,GRD - Laminar Flow - with HEPA Filter,GRD-LF-HEPA,GRD-LF-HEPA,H,"Grilles, Registers, Diffusers",GRD,Laminar Flow with HEPA Filters,HEPA,24,INCHES,0.5,27
Fan,FAN,SM,SM Equipment,Fans,Grease Exhaust Fan,GREF,KEF,H,Grease Exhaust,GREX,Upblast,UPB,250,CFM,2.25,20
Fan,FAN,SM,SM Equipment,Fans,Grease Exhaust Fan,GREF,KEF,H,Grease Exhaust,GREX,Upblast,UPB,500,CFM,2.25,20
Fan,FAN,SM,SM Equipment,Fans,Grease Exhaust Fan,GREF,KEF,H,Grease Exhaust,GREX,Upblast,UPB,750,CFM,2.5,20
Fan,FAN,SM,SM Equipment,Fans,Grease Exhaust Fan,GREF,KEF,H,Grease Exhaust,GREX,Upblast,UPB,1000,CFM,2.5,20
Fan,FAN,SM,SM Equipment,Fans,Grease Exhaust Fan,GREF,KEF,H,Grease Exhaust,GREX,Upblast,UPB,1500,CFM,2.5,20
Fan,FAN,SM,SM Equipment,Fans,Grease Exhaust Fan,GREF,KEF,H,Grease Exhaust,GREX,Upblast,UPB,2000,CFM,2.5,20
Fan,FAN,SM,SM Equipment,Fans,Grease Exhaust Fan,GREF,KEF,H,Grease Exhaust,GREX,Upblast,UPB,2500,CFM,2.5,20
Fan,FAN,SM,SM Equipment,Fans,Grease Exhaust Fan,GREF,KEF,H,Grease Exhaust,GREX,Upblast,UPB,3000,CFM,2.5,20
Fan,FAN,SM,SM Equipment,Fans,Grease Exhaust Fan,GREF,KEF,H,Grease Exhaust,GREX,Upblast,UPB,4000,CFM,2.75,20
Fan,FAN,SM,SM Equipment,Fans,Grease Exhaust Fan,GREF,KEF,H,Grease Exhaust,GREX,Upblast,UPB,5000,CFM,2.75,20
Fan,FAN,SM,SM Equipment,Fans,Grease Exhaust Fan,GREF,KEF,H,Grease Exhaust,GREX,Upblast,UPB,6000,CFM,2.75,20
Fan,FAN,SM,SM Equipment,Fans,Grease Exhaust Fan,GREF,KEF,H,Grease Exhaust,GREX,Upblast,UPB,7500,CFM,3,20
Fan,FAN,SM,SM Equipment,Fans,Grease Exhaust Fan,GREF,KEF,H,Grease Exhaust,GREX,Upblast,UPB,10000,CFM,3,20
Fan,FAN,SM,SM Equipment,Fans,Grease Exhaust Fan,GREF,KEF,H,Grease Exhaust,GREX,Upblast,UPB,15000,CFM,3,20
Fan,FAN,SM,SM Equipment,Fans,Grease Exhaust Fan,GREF,KEF,H,Grease Exhaust,GREX,Upblast,UPB,20000,CFM,3.25,20
Fan,FAN,SM,SM Equipment,Fans,Grease Exhaust Fan,GREF,KEF,H,Grease Exhaust,GREX,Upblast,UPB,25000,CFM,3.25,20
Fan,FAN,SM,SM Equipment,Fans,Grease Exhaust Fan,GREF,KEF,H,Grease Exhaust,GREX,Utility Set,UTY,250,CFM,1,20
Fan,FAN,SM,SM Equipment,Fans,Grease Exhaust Fan,GREF,KEF,H,Grease Exhaust,GREX,Utility Set,UTY,500,CFM,1,20
Fan,FAN,SM,SM Equipment,Fans,Grease Exhaust Fan,GREF,KEF,H,Grease Exhaust,GREX,Utility Set,UTY,750,CFM,1.25,20
Fan,FAN,SM,SM Equipment,Fans,Grease Exhaust Fan,GREF,KEF,H,Grease Exhaust,GREX,Utility Set,UTY,1000,CFM,1.25,20
Fan,FAN,SM,SM Equipment,Fans,Grease Exhaust Fan,GREF,KEF,H,Grease Exhaust,GREX,Utility Set,UTY,1500,CFM,1.25,20
Fan,FAN,SM,SM Equipment,Fans,Grease Exhaust Fan,GREF,KEF,H,Grease Exhaust,GREX,Utility Set,UTY,2000,CFM,1.5,20
Fan,FAN,SM,SM Equipment,Fans,Grease Exhaust Fan,GREF,KEF,H,Grease Exhaust,GREX,Utility Set,UTY,2500,CFM,1.5,20
Fan,FAN,SM,SM Equipment,Fans,Grease Exhaust Fan,GREF,KEF,H,Grease Exhaust,GREX,Utility Set,UTY,3000,CFM,1.5,20
Fan,FAN,SM,SM Equipment,Fans,Grease Exhaust Fan,GREF,KEF,H,Grease Exhaust,GREX,Utility Set,UTY,4000,CFM,1.75,20
Fan,FAN,SM,SM Equipment,Fans,Grease Exhaust Fan,GREF,KEF,H,Grease Exhaust,GREX,Utility Set,UTY,5000,CFM,1.75,20
Fan,FAN,SM,SM Equipment,Fans,Grease Exhaust Fan,GREF,KEF,H,Grease Exhaust,GREX,Utility Set,UTY,6000,CFM,1.75,20
Fan,FAN,SM,SM Equipment,Fans,Grease Exhaust Fan,GREF,KEF,H,Grease Exhaust,GREX,Utility Set,UTY,7500,CFM,2,20
Fan,FAN,SM,SM Equipment,Fans,Grease Exhaust Fan,GREF,KEF,H,Grease Exhaust,GREX,Utility Set,UTY,10000,CFM,2,20
Fan,FAN,SM,SM Equipment,Fans,Grease Exhaust Fan,GREF,KEF,H,Grease Exhaust,GREX,Utility Set,UTY,15000,CFM,2,20
Fan,FAN,SM,SM Equipment,Fans,Grease Exhaust Fan,GREF,KEF,H,Grease Exhaust,GREX,Utility Set,UTY,20000,CFM,2,20
Fan,FAN,SM,SM Equipment,Fans,Grease Exhaust Fan,GREF,KEF,H,Grease Exhaust,GREX,Utility Set,UTY,25000,CFM,2,20
Grease Interceptor,TNK,PL,Sanitary Equipment,Sanitary Waste,Grease Interceptor,GI,GI,P,Grease Interceptor,GI,All,,2,INCHES,0.5,20
Grease Interceptor,TNK,PL,Sanitary Equipment,Sanitary Waste,Grease Interceptor,GI,GI,P,Grease Interceptor,GI,All,,3,INCHES,0.5,20
Grease Interceptor,TNK,PL,Sanitary Equipment,Sanitary Waste,Grease Interceptor,GI,GI,P,Grease Interceptor,GI,All,,4,INCHES,0.5,20
Grease Interceptor,TNK,PL,Sanitary Equipment,Sanitary Waste,Grease Interceptor,GI,GI,P,Grease Interceptor,GI,All,,6,INCHES,0.5,20
Grease Trap,TNK,PL,Sanitary Equipment,Sanitary Waste,Grease Trap,GT,GI,P,Grease Trap,GT,Polyethylene,PLY,2,GAL,0.5,20
Grease Trap,TNK,PL,Sanitary Equipment,Sanitary Waste,Grease Trap,GT,GI,P,Grease Trap,GT,Polyethylene,PLY,3,GAL,0.5,20
Grease Trap,TNK,PL,Sanitary Equipment,Sanitary Waste,Grease Trap,GT,GI,P,Grease Trap,GT,Polyethylene,PLY,4,GAL,0.5,20
Grease Trap,TNK,PL,Sanitary Equipment,Sanitary Waste,Grease Trap,GT,GI,P,Grease Trap,GT,Steel,STL,2,GAL,0.5,20
Grease Trap,TNK,PL,Sanitary Equipment,Sanitary Waste,Grease Trap,GT,GI,P,Grease Trap,GT,Steel,STL,3,GAL,0.5,20
Grease Trap,TNK,PL,Sanitary Equipment,Sanitary Waste,Grease Trap,GT,GI,P,Grease Trap,GT,Steel,STL,4,GAL,0.5,20
Accessory,ACC,SM,SM Accessories,SM Accessories,"Grilles, Registers, and Diffusers",GRD,GRD,H,"Grilles, Registers, Diffusers",GRD,All,,8,INCHES,0,27
Accessory,ACC,SM,SM Accessories,SM Accessories,"Grilles, Registers, and Diffusers",GRD,GRD,H,"Grilles, Registers, Diffusers",GRD,All,,12,INCHES,0,27
Accessory,ACC,SM,SM Accessories,SM Accessories,"Grilles, Registers, and Diffusers",GRD,GRD,H,"Grilles, Registers, Diffusers",GRD,All,,16,INCHES,0,27
Accessory,ACC,SM,SM Accessories,SM Accessories,"Grilles, Registers, and Diffusers",GRD,GRD,H,"Grilles, Registers, Diffusers",GRD,All,,24,INCHES,0,27
Fixture,FIX,PL,Fixtures,Fixtures,Grooming Tub,GT,DMW/WV,P,Domestic Water,DMW,Grooming Tub,GT,0,N/A,0.5,20
Heat Exchanger - Refrig.,HX,REF,Refrigeration Equipment,Refrigeration,Heat Exchanger,HX,Other,R,All,,Shell and Tube,ST,50,TONS,4,25
Heat Exchanger - Refrig.,HX,REF,Refrigeration Equipment,Refrigeration,Heat Exchanger,HX,Other,R,All,,Shell and Tube,ST,100,TONS,4,25
Heat Exchanger - Refrig.,HX,REF,Refrigeration Equipment,Refrigeration,Heat Exchanger,HX,Other,R,All,,Shell and Tube,ST,200,TONS,8,25
Heat Exchanger - Refrig.,HX,REF,Refrigeration Equipment,Refrigeration,Heat Exchanger,HX,Other,R,All,,Shell and Tube,ST,300,TONS,12,25
Heat Exchanger - Refrig.,HX,REF,Refrigeration Equipment,Refrigeration,Heat Exchanger,HX,Other,R,All,,Shell and Tube,ST,400,TONS,14,25
Heat Exchanger - Refrig.,HX,REF,Refrigeration Equipment,Refrigeration,Heat Exchanger,HX,Other,R,All,,Shell and Tube,ST,500,TONS,16,25
Heat Exchanger,HX,PF,"Chiller Plant, Cooling Tower Plant, Hot Water Boiler Plant","Chilled, Condenser, Heating Water",Heat Exchanger,CWHX,CWHX,H,Hydronic,HYD,Plate and Frame,PF,50,GPM,4.5,20
Heat Exchanger,HX,PF,"Chiller Plant, Cooling Tower Plant, Hot Water Boiler Plant","Chilled, Condenser, Heating Water",Heat Exchanger,CWHX,CWHX,H,Hydronic,HYD,Plate and Frame,PF,300,GPM,9.5,20
Heat Exchanger,HX,PF,"Chiller Plant, Cooling Tower Plant, Hot Water Boiler Plant","Chilled, Condenser, Heating Water",Heat Exchanger,CWHX,CWHX,H,Hydronic,HYD,Plate and Frame,PF,1000,GPM,20,20
Heat Exchanger,HX,PF,"Chiller Plant, Cooling Tower Plant, Hot Water Boiler Plant","Chilled, Condenser, Heating Water",Heat Exchanger,CWHX,CWHX,H,Hydronic,HYD,Plate and Frame,PF,2500,GPM,30,20
Heat Exchanger,HX,PF,"Chiller Plant, Cooling Tower Plant, Hot Water Boiler Plant","Chilled, Condenser, Heating Water",Heat Exchanger,CWHX,CWHX,H,Hydronic,HYD,Plate and Frame,PF,5000,GPM,45,20
Heat Exchanger,HX,PF,"Chiller Plant, Cooling Tower Plant, Hot Water Boiler Plant","Chilled, Condenser, Heating Water",Heat Exchanger,CWHX,CWHX,H,Hydronic,HYD,Plate and Frame,PF,8000,GPM,62,20
Heat Exchanger,HX,PF,"Chiller Plant, Cooling Tower Plant, Hot Water Boiler Plant","Chilled, Condenser, Heating Water",Heat Exchanger,CWHX,CWHX,H,Hydronic,HYD,SHARC,SHC,3000,GPM,32,20
Heat Exchanger,HX,PF,"Chiller Plant, Cooling Tower Plant, Hot Water Boiler Plant","Chilled, Condenser, Heating Water",Heat Exchanger,CWHX,CWHX,H,Hydronic,HYD,SHARC,SHC,5000,GPM,45,20
Heat Exchanger,HX,PF,"Chiller Plant, Cooling Tower Plant, Hot Water Boiler Plant","Chilled, Condenser, Heating Water",Heat Exchanger,CWHX,CWHX,H,Hydronic,HYD,Shell and Tube,ST,50,GPM,3.5,24
Heat Exchanger,HX,PF,"Chiller Plant, Cooling Tower Plant, Hot Water Boiler Plant","Chilled, Condenser, Heating Water",Heat Exchanger,CWHX,CWHX,H,Hydronic,HYD,Shell and Tube,ST,300,GPM,8.5,24
Heat Exchanger,HX,PF,"Chiller Plant, Cooling Tower Plant, Hot Water Boiler Plant","Chilled, Condenser, Heating Water",Heat Exchanger,CWHX,CWHX,H,Hydronic,HYD,Shell and Tube,ST,1000,GPM,16.5,24
Heat Exchanger,HX,PF,"Chiller Plant, Cooling Tower Plant, Hot Water Boiler Plant","Chilled, Condenser, Heating Water",Heat Exchanger,CWHX,CWHX,H,Hydronic,HYD,Shell and Tube,ST,2500,GPM,25,24
Heat Exchanger,HX,PF,"Chiller Plant, Cooling Tower Plant, Hot Water Boiler Plant","Chilled, Condenser, Heating Water",Heat Exchanger,CWHX,CWHX,H,Hydronic,HYD,Shell and Tube,ST,5000,GPM,33,24
Heat Exchanger,HX,PF,"Chiller Plant, Cooling Tower Plant, Hot Water Boiler Plant","Chilled, Condenser, Heating Water",Heat Exchanger,CWHX,CWHX,H,Hydronic,HYD,Shell and Tube,ST,8000,GPM,44,24
Heat Exchanger,HX,PF,Steam Boiler Plant,Steam,Heat Exchanger,STHX,STHX,H,Steam,STM,Shell and Tube,ST,50,GPM,3.5,24
Heat Exchanger,HX,PF,Steam Boiler Plant,Steam,Heat Exchanger,STHX,STHX,H,Steam,STM,Shell and Tube,ST,300,GPM,8.5,24
Heat Exchanger,HX,PF,Steam Boiler Plant,Steam,Heat Exchanger,STHX,STHX,H,Steam,STM,Shell and Tube,ST,1000,GPM,16.5,24
Heat Exchanger,HX,PF,Steam Boiler Plant,Steam,Heat Exchanger,STHX,STHX,H,Steam,STM,Shell and Tube,ST,2500,GPM,25,24
Heat Exchanger,HX,PF,Steam Boiler Plant,Steam,Heat Exchanger,STHX,STHX,H,Steam,STM,Shell and Tube,ST,5000,GPM,33,24
Heat Pump,HP,SM,Air Handling System Terminal Equipment,Terminal Equipment,Heat Pump,HP,HP,H,Air Cooled,AIR,Horizontal,HOR,1,TONS,3,15
Heat Pump,HP,SM,Air Handling System Terminal Equipment,Terminal Equipment,Heat Pump,HP,HP,H,Air Cooled,AIR,Horizontal,HOR,3,TONS,3,15
Heat Pump,HP,SM,Air Handling System Terminal Equipment,Terminal Equipment,Heat Pump,HP,HP,H,Air Cooled,AIR,Horizontal,HOR,5,TONS,3,15
Heat Pump,HP,SM,Air Handling System Terminal Equipment,Terminal Equipment,Heat Pump,HP,HP,H,Air Cooled,AIR,Horizontal,HOR,10,TONS,4,15
Heat Pump,HP,SM,Air Handling System Terminal Equipment,Terminal Equipment,Heat Pump,HP,HP,H,Air Cooled,AIR,Horizontal,HOR,20,TONS,5,15
Heat Pump,HP,SM,Air Handling System Terminal Equipment,Terminal Equipment,Heat Pump,HP,HP,H,Air Cooled,AIR,Horizontal,HOR,40,TONS,7,15
Heat Pump,HP,SM,Air Handling System Terminal Equipment,Terminal Equipment,Heat Pump,HP,HP,H,Air Cooled,AIR,Vertical,VER,1,TONS,3,15
Heat Pump,HP,SM,Air Handling System Terminal Equipment,Terminal Equipment,Heat Pump,HP,HP,H,Air Cooled,AIR,Vertical,VER,3,TONS,3,15
Heat Pump,HP,SM,Air Handling System Terminal Equipment,Terminal Equipment,Heat Pump,HP,HP,H,Air Cooled,AIR,Vertical,VER,5,TONS,3,15
Heat Pump,HP,SM,Air Handling System Terminal Equipment,Terminal Equipment,Heat Pump,HP,HP,H,Air Cooled,AIR,Vertical,VER,10,TONS,4,15
Heat Pump,HP,SM,Air Handling System Terminal Equipment,Terminal Equipment,Heat Pump,HP,HP,H,Air Cooled,AIR,Vertical,VER,20,TONS,5,15
Heat Pump,HP,SM,Air Handling System Terminal Equipment,Terminal Equipment,Heat Pump,HP,HP,H,Air Cooled,AIR,Vertical,VER,40,TONS,7,15
Heat Trace,HT,PF,"Chiller Plant, Cooling Tower Plant, Hot Water Boiler Plant","Chilled, Condenser, Heating Water",Heat Trace,HT,HT,H,Electric,ELE,All,,5,kW,0.5,20
Heat Trace,HT,PF,"Chiller Plant, Cooling Tower Plant, Hot Water Boiler Plant","Chilled, Condenser, Heating Water",Heat Trace,HT,HT,H,Electric,ELE,All,,10,kW,0.5,20
Heat Trace,HT,PL,"Sanitary Equipment, Storm Piping","Sanitary Waste, Storm",Heat Trace,HT,HT,P,Electric,ELE,All,,2,kW,0.5,20
Heat Trace,HT,PL,"Sanitary Equipment, Storm Piping","Sanitary Waste, Storm",Heat Trace,HT,HT,P,Electric,ELE,All,,5,kW,0.5,20
Boiler,BLR,PF,Heating Water Boiler Plant,Heating Water,Heating Water Boiler,HWB,HWB,H,Hot Water,HW,Cast Iron Sectional,CIS,500,MBH,9,35
Boiler,BLR,PF,Heating Water Boiler Plant,Heating Water,Heating Water Boiler,HWB,HWB,H,Hot Water,HW,Cast Iron Sectional,CIS,1000,MBH,11,35
Boiler,BLR,PF,Heating Water Boiler Plant,Heating Water,Heating Water Boiler,HWB,HWB,H,Hot Water,HW,Cast Iron Sectional,CIS,2000,MBH,12,35
Boiler,BLR,PF,Heating Water Boiler Plant,Heating Water,Heating Water Boiler,HWB,HWB,H,Hot Water,HW,Cast Iron Sectional,CIS,3000,MBH,12,35
Boiler,BLR,PF,Heating Water Boiler Plant,Heating Water,Heating Water Boiler,HWB,HWB,H,Hot Water,HW,Cast Iron Sectional,CIS,4000,MBH,12,35
Boiler,BLR,PF,Heating Water Boiler Plant,Heating Water,Heating Water Boiler,HWB,HWB,H,Hot Water,HW,Cast Iron Sectional,CIS,5000,MBH,13,35
Boiler,BLR,PF,Heating Water Boiler Plant,Heating Water,Heating Water Boiler,HWB,HWB,H,Hot Water,HW,Cast Iron Sectional,CIS,6000,MBH,13,35
Boiler,BLR,PF,Heating Water Boiler Plant,Heating Water,Heating Water Boiler,HWB,HWB,H,Hot Water,HW,Cast Iron Sectional,CIS,7000,MBH,14,35
Boiler,BLR,PF,Heating Water Boiler Plant,Heating Water,Heating Water Boiler,HWB,HWB,H,Hot Water,HW,Cast Iron Sectional,CIS,8000,MBH,14,35
Boiler,BLR,PF,Heating Water Boiler Plant,Heating Water,Heating Water Boiler,HWB,HWB,H,Hot Water,HW,Copper Water Tube,CWT,500,MBH,9,20
Boiler,BLR,PF,Heating Water Boiler Plant,Heating Water,Heating Water Boiler,HWB,HWB,H,Hot Water,HW,Copper Water Tube,CWT,1000,MBH,11,20
Boiler,BLR,PF,Heating Water Boiler Plant,Heating Water,Heating Water Boiler,HWB,HWB,H,Hot Water,HW,Copper Water Tube,CWT,1500,MBH,12,20
Boiler,BLR,PF,Heating Water Boiler Plant,Heating Water,Heating Water Boiler,HWB,HWB,H,Hot Water,HW,Copper Water Tube,CWT,2000,MBH,12,20
Boiler,BLR,PF,Heating Water Boiler Plant,Heating Water,Heating Water Boiler,HWB,HWB,H,Hot Water,HW,Copper Water Tube,CWT,3000,MBH,12,20
Boiler,BLR,PF,Heating Water Boiler Plant,Heating Water,Heating Water Boiler,HWB,HWB,H,Hot Water,HW,Copper Water Tube,CWT,4000,MBH,12,20
Boiler,BLR,PF,Heating Water Boiler Plant,Heating Water,Heating Water Boiler,HWB,HWB,H,Hot Water,HW,Electric,ELE,500,MBH,6,15
Boiler,BLR,PF,Heating Water Boiler Plant,Heating Water,Heating Water Boiler,HWB,HWB,H,Hot Water,HW,Electric,ELE,1000,MBH,8,15
Boiler,BLR,PF,Heating Water Boiler Plant,Heating Water,Heating Water Boiler,HWB,HWB,H,Hot Water,HW,Electric,ELE,2000,MBH,9,15
Boiler,BLR,PF,Heating Water Boiler Plant,Heating Water,Heating Water Boiler,HWB,HWB,H,Hot Water,HW,Electric,ELE,4000,MBH,12,15
Boiler,BLR,PF,Heating Water Boiler Plant,Heating Water,Heating Water Boiler,HWB,HWB,H,Hot Water,HW,Electric,ELE,6000,MBH,15,15
Boiler,BLR,PF,Heating Water Boiler Plant,Heating Water,Heating Water Boiler,HWB,HWB,H,Hot Water,HW,Electric,ELE,8000,MBH,16,15
Boiler,BLR,PF,Heating Water Boiler Plant,Heating Water,Heating Water Boiler,HWB,HWB,H,Hot Water,HW,Electric,ELE,10000,MBH,19,15
Boiler,BLR,PF,Heating Water Boiler Plant,Heating Water,Heating Water Boiler,HWB,HWB,H,Hot Water,HW,Packaged Fire Tube,PFTGAS,3000,MBH,12,25
Boiler,BLR,PF,Heating Water Boiler Plant,Heating Water,Heating Water Boiler,HWB,HWB,H,Hot Water,HW,Packaged Fire Tube,PFTOIL,3000,MBH,15,25
Boiler,BLR,PF,Heating Water Boiler Plant,Heating Water,Heating Water Boiler,HWB,HWB,H,Hot Water,HW,Packaged Fire Tube,PFTDUAL,3000,MBH,16,25
Boiler,BLR,PF,Heating Water Boiler Plant,Heating Water,Heating Water Boiler,HWB,HWB,H,Hot Water,HW,Packaged Fire Tube,PFTGAS,6000,MBH,13,25
Boiler,BLR,PF,Heating Water Boiler Plant,Heating Water,Heating Water Boiler,HWB,HWB,H,Hot Water,HW,Packaged Fire Tube,PFTOIL,6000,MBH,16,25
Boiler,BLR,PF,Heating Water Boiler Plant,Heating Water,Heating Water Boiler,HWB,HWB,H,Hot Water,HW,Packaged Fire Tube,PFTDUAL,6000,MBH,18,25
Boiler,BLR,PF,Heating Water Boiler Plant,Heating Water,Heating Water Boiler,HWB,HWB,H,Hot Water,HW,Packaged Fire Tube,PFTGAS,10000,MBH,15,25
Boiler,BLR,PF,Heating Water Boiler Plant,Heating Water,Heating Water Boiler,HWB,HWB,H,Hot Water,HW,Packaged Fire Tube,PFTOIL,10000,MBH,18,25
Boiler,BLR,PF,Heating Water Boiler Plant,Heating Water,Heating Water Boiler,HWB,HWB,H,Hot Water,HW,Packaged Fire Tube,PFTDUAL,10000,MBH,20,25
Boiler,BLR,PF,Heating Water Boiler Plant,Heating Water,Heating Water Boiler,HWB,HWB,H,Hot Water,HW,Packaged Fire Tube,PFTGAS,15000,MBH,17,25
Boiler,BLR,PF,Heating Water Boiler Plant,Heating Water,Heating Water Boiler,HWB,HWB,H,Hot Water,HW,Packaged Fire Tube,PFTOIL,15000,MBH,21,25
Boiler,BLR,PF,Heating Water Boiler Plant,Heating Water,Heating Water Boiler,HWB,HWB,H,Hot Water,HW,Packaged Fire Tube,PFTDUAL,15000,MBH,22,25
Boiler,BLR,PF,Heating Water Boiler Plant,Heating Water,Heating Water Boiler,HWB,HWB,H,Hot Water,HW,Packaged Fire Tube,PFTGAS,20000,MBH,20,25
Boiler,BLR,PF,Heating Water Boiler Plant,Heating Water,Heating Water Boiler,HWB,HWB,H,Hot Water,HW,Packaged Fire Tube,PFTOIL,20000,MBH,24,25
Boiler,BLR,PF,Heating Water Boiler Plant,Heating Water,Heating Water Boiler,HWB,HWB,H,Hot Water,HW,Packaged Fire Tube,PFTDUAL,20000,MBH,25,25
Boiler,BLR,PF,Heating Water Boiler Plant,Heating Water,Heating Water Boiler,HWB,HWB,H,Hot Water,HW,Packaged Fire Tube,PFTGAS,25000,MBH,23,25
Boiler,BLR,PF,Heating Water Boiler Plant,Heating Water,Heating Water Boiler,HWB,HWB,H,Hot Water,HW,Packaged Fire Tube,PFTOIL,25000,MBH,27,25
Boiler,BLR,PF,Heating Water Boiler Plant,Heating Water,Heating Water Boiler,HWB,HWB,H,Hot Water,HW,Packaged Fire Tube,PFTDUAL,25000,MBH,28,25
Boiler,BLR,PF,Heating Water Boiler Plant,Heating Water,Heating Water Boiler,HWB,HWB,H,Hot Water,HW,Packaged Fire Tube,PFTGAS,30000,MBH,25,25
Boiler,BLR,PF,Heating Water Boiler Plant,Heating Water,Heating Water Boiler,HWB,HWB,H,Hot Water,HW,Packaged Fire Tube,PFTOIL,30000,MBH,29,25
Boiler,BLR,PF,Heating Water Boiler Plant,Heating Water,Heating Water Boiler,HWB,HWB,H,Hot Water,HW,Packaged Fire Tube,PFTDUAL,30000,MBH,30,25
Boiler,BLR,PF,Heating Water Boiler Plant,Heating Water,Heating Water Boiler,HWB,HWB,H,Hot Water,HW,Packaged Fire Tube,PFTGAS,40000,MBH,30,25
Boiler,BLR,PF,Heating Water Boiler Plant,Heating Water,Heating Water Boiler,HWB,HWB,H,Hot Water,HW,Packaged Fire Tube,PFTOIL,40000,MBH,34,25
Boiler,BLR,PF,Heating Water Boiler Plant,Heating Water,Heating Water Boiler,HWB,HWB,H,Hot Water,HW,Packaged Fire Tube,PFTDUAL,40000,MBH,35,25
Boiler,BLR,PF,Heating Water Boiler Plant,Heating Water,Heating Water Boiler,HWB,HWB,H,Hot Water,HW,Packaged Fire Tube,PFTGAS,50000,MBH,35,25
Boiler,BLR,PF,Heating Water Boiler Plant,Heating Water,Heating Water Boiler,HWB,HWB,H,Hot Water,HW,Packaged Fire Tube,PFTOIL,50000,MBH,40,25
Boiler,BLR,PF,Heating Water Boiler Plant,Heating Water,Heating Water Boiler,HWB,HWB,H,Hot Water,HW,Packaged Fire Tube,PFTDUAL,50000,MBH,40,25
Boiler,BLR,PF,Heating Water Boiler Plant,Heating Water,Heating Water Boiler,HWB,HWB,H,Hot Water,HW,Packaged Fire Tube,PFTGAS,60000,MBH,40,25
Boiler,BLR,PF,Heating Water Boiler Plant,Heating Water,Heating Water Boiler,HWB,HWB,H,Hot Water,HW,Packaged Fire Tube,PFTOIL,60000,MBH,44,25
Boiler,BLR,PF,Heating Water Boiler Plant,Heating Water,Heating Water Boiler,HWB,HWB,H,Hot Water,HW,Packaged Fire Tube,PFTDUAL,60000,MBH,45,25
Boiler,BLR,PF,Heating Water Boiler Plant,Heating Water,Heating Water Boiler,HWB,HWB,H,Hot Water,HW,Packaged Flexible Water Tube,PWTGAS,1000,MBH,11,24
Boiler,BLR,PF,Heating Water Boiler Plant,Heating Water,Heating Water Boiler,HWB,HWB,H,Hot Water,HW,Packaged Flexible Water Tube,PWTOIL,1000,MBH,15,24
Boiler,BLR,PF,Heating Water Boiler Plant,Heating Water,Heating Water Boiler,HWB,HWB,H,Hot Water,HW,Packaged Flexible Water Tube,PWTDUAL,1000,MBH,15,24
Boiler,BLR,PF,Heating Water Boiler Plant,Heating Water,Heating Water Boiler,HWB,HWB,H,Hot Water,HW,Packaged Flexible Water Tube,PWTGAS,1500,MBH,12,24
Boiler,BLR,PF,Heating Water Boiler Plant,Heating Water,Heating Water Boiler,HWB,HWB,H,Hot Water,HW,Packaged Flexible Water Tube,PWTOIL,1500,MBH,15,24
Boiler,BLR,PF,Heating Water Boiler Plant,Heating Water,Heating Water Boiler,HWB,HWB,H,Hot Water,HW,Packaged Flexible Water Tube,PWTDUAL,1500,MBH,16,24
Boiler,BLR,PF,Heating Water Boiler Plant,Heating Water,Heating Water Boiler,HWB,HWB,H,Hot Water,HW,Packaged Flexible Water Tube,PWTGAS,2000,MBH,12,24
Boiler,BLR,PF,Heating Water Boiler Plant,Heating Water,Heating Water Boiler,HWB,HWB,H,Hot Water,HW,Packaged Flexible Water Tube,PWTOIL,2000,MBH,15,24
Boiler,BLR,PF,Heating Water Boiler Plant,Heating Water,Heating Water Boiler,HWB,HWB,H,Hot Water,HW,Packaged Flexible Water Tube,PWTDUAL,2000,MBH,16,24
Boiler,BLR,PF,Heating Water Boiler Plant,Heating Water,Heating Water Boiler,HWB,HWB,H,Hot Water,HW,Packaged Flexible Water Tube,PWTGAS,3000,MBH,12,24
Boiler,BLR,PF,Heating Water Boiler Plant,Heating Water,Heating Water Boiler,HWB,HWB,H,Hot Water,HW,Packaged Flexible Water Tube,PWTOIL,3000,MBH,15,24
Boiler,BLR,PF,Heating Water Boiler Plant,Heating Water,Heating Water Boiler,HWB,HWB,H,Hot Water,HW,Packaged Flexible Water Tube,PWTDUAL,3000,MBH,17,24
Boiler,BLR,PF,Heating Water Boiler Plant,Heating Water,Heating Water Boiler,HWB,HWB,H,Hot Water,HW,Packaged Flexible Water Tube,PWTGAS,5000,MBH,13,24
Boiler,BLR,PF,Heating Water Boiler Plant,Heating Water,Heating Water Boiler,HWB,HWB,H,Hot Water,HW,Packaged Flexible Water Tube,PWTOIL,5000,MBH,16,24
Boiler,BLR,PF,Heating Water Boiler Plant,Heating Water,Heating Water Boiler,HWB,HWB,H,Hot Water,HW,Packaged Flexible Water Tube,PWTDUAL,5000,MBH,18,24
Boiler,BLR,PF,Heating Water Boiler Plant,Heating Water,Heating Water Boiler,HWB,HWB,H,Hot Water,HW,Packaged Flexible Water Tube,PWTGAS,7500,MBH,14,24
Boiler,BLR,PF,Heating Water Boiler Plant,Heating Water,Heating Water Boiler,HWB,HWB,H,Hot Water,HW,Packaged Flexible Water Tube,PWTOIL,7500,MBH,17,24
Boiler,BLR,PF,Heating Water Boiler Plant,Heating Water,Heating Water Boiler,HWB,HWB,H,Hot Water,HW,Packaged Flexible Water Tube,PWTDUAL,7500,MBH,19,24
Boiler,BLR,PF,Heating Water Boiler Plant,Heating Water,Heating Water Boiler,HWB,HWB,H,Hot Water,HW,Packaged Flexible Water Tube,PWTGAS,10000,MBH,15,24
Boiler,BLR,PF,Heating Water Boiler Plant,Heating Water,Heating Water Boiler,HWB,HWB,H,Hot Water,HW,Packaged Flexible Water Tube,PWTOIL,10000,MBH,18,24
Boiler,BLR,PF,Heating Water Boiler Plant,Heating Water,Heating Water Boiler,HWB,HWB,H,Hot Water,HW,Packaged Flexible Water Tube,PWTDUAL,10000,MBH,20,24
Boiler,BLR,PF,Heating Water Boiler Plant,Heating Water,Heating Water Boiler,HWB,HWB,H,Hot Water,HW,Packaged Flexible Water Tube,PWTGAS,12500,MBH,16,24
Boiler,BLR,PF,Heating Water Boiler Plant,Heating Water,Heating Water Boiler,HWB,HWB,H,Hot Water,HW,Packaged Flexible Water Tube,PWTOIL,12500,MBH,19,24
Boiler,BLR,PF,Heating Water Boiler Plant,Heating Water,Heating Water Boiler,HWB,HWB,H,Hot Water,HW,Packaged Flexible Water Tube,PWTDUAL,12500,MBH,20,24
Boiler,BLR,PF,Heating Water Boiler Plant,Heating Water,Heating Water Boiler,HWB,HWB,H,Hot Water,HW,Packaged Flexible Water Tube,PWTGAS,15000,MBH,16,24
Boiler,BLR,PF,Heating Water Boiler Plant,Heating Water,Heating Water Boiler,HWB,HWB,H,Hot Water,HW,Packaged Flexible Water Tube,PWTOIL,15000,MBH,20,24
Boiler,BLR,PF,Heating Water Boiler Plant,Heating Water,Heating Water Boiler,HWB,HWB,H,Hot Water,HW,Packaged Flexible Water Tube,PWTDUAL,15000,MBH,21,24
Boiler,BLR,PF,Heating Water Boiler Plant,Heating Water,Heating Water Boiler,HWB,HWB,H,Hot Water,HW,"Packaged, Fire Tube, Condensing",PFCGAS,500,MBH,9,25
Boiler,BLR,PF,Heating Water Boiler Plant,Heating Water,Heating Water Boiler,HWB,HWB,H,Hot Water,HW,"Packaged, Fire Tube, Condensing",PFCOIL,500,MBH,13,25
Boiler,BLR,PF,Heating Water Boiler Plant,Heating Water,Heating Water Boiler,HWB,HWB,H,Hot Water,HW,"Packaged, Fire Tube, Condensing",PFCDUAL,500,MBH,14,25
Boiler,BLR,PF,Heating Water Boiler Plant,Heating Water,Heating Water Boiler,HWB,HWB,H,Hot Water,HW,"Packaged, Fire Tube, Condensing",PFCGAS,750,MBH,10,25
Boiler,BLR,PF,Heating Water Boiler Plant,Heating Water,Heating Water Boiler,HWB,HWB,H,Hot Water,HW,"Packaged, Fire Tube, Condensing",PFCOIL,750,MBH,13,25
Boiler,BLR,PF,Heating Water Boiler Plant,Heating Water,Heating Water Boiler,HWB,HWB,H,Hot Water,HW,"Packaged, Fire Tube, Condensing",PFCDUAL,750,MBH,14,25
Boiler,BLR,PF,Heating Water Boiler Plant,Heating Water,Heating Water Boiler,HWB,HWB,H,Hot Water,HW,"Packaged, Fire Tube, Condensing",PFCGAS,1000,MBH,11,25
Boiler,BLR,PF,Heating Water Boiler Plant,Heating Water,Heating Water Boiler,HWB,HWB,H,Hot Water,HW,"Packaged, Fire Tube, Condensing",PFCOIL,1000,MBH,15,25
Boiler,BLR,PF,Heating Water Boiler Plant,Heating Water,Heating Water Boiler,HWB,HWB,H,Hot Water,HW,"Packaged, Fire Tube, Condensing",PFCDUAL,1000,MBH,15,25
Boiler,BLR,PF,Heating Water Boiler Plant,Heating Water,Heating Water Boiler,HWB,HWB,H,Hot Water,HW,"Packaged, Fire Tube, Condensing",PFCGAS,1500,MBH,12,25
Boiler,BLR,PF,Heating Water Boiler Plant,Heating Water,Heating Water Boiler,HWB,HWB,H,Hot Water,HW,"Packaged, Fire Tube, Condensing",PFCOIL,1500,MBH,15,25
Boiler,BLR,PF,Heating Water Boiler Plant,Heating Water,Heating Water Boiler,HWB,HWB,H,Hot Water,HW,"Packaged, Fire Tube, Condensing",PFCDUAL,1500,MBH,16,25
Boiler,BLR,PF,Heating Water Boiler Plant,Heating Water,Heating Water Boiler,HWB,HWB,H,Hot Water,HW,"Packaged, Fire Tube, Condensing",PFCGAS,2000,MBH,12,25
Boiler,BLR,PF,Heating Water Boiler Plant,Heating Water,Heating Water Boiler,HWB,HWB,H,Hot Water,HW,"Packaged, Fire Tube, Condensing",PFCOIL,2000,MBH,15,25
Boiler,BLR,PF,Heating Water Boiler Plant,Heating Water,Heating Water Boiler,HWB,HWB,H,Hot Water,HW,"Packaged, Fire Tube, Condensing",PFCDUAL,2000,MBH,16,25
Boiler,BLR,PF,Heating Water Boiler Plant,Heating Water,Heating Water Boiler,HWB,HWB,H,Hot Water,HW,"Packaged, Fire Tube, Condensing",PFCGAS,2500,MBH,12,25
Boiler,BLR,PF,Heating Water Boiler Plant,Heating Water,Heating Water Boiler,HWB,HWB,H,Hot Water,HW,"Packaged, Fire Tube, Condensing",PFCOIL,2500,MBH,15,25
Boiler,BLR,PF,Heating Water Boiler Plant,Heating Water,Heating Water Boiler,HWB,HWB,H,Hot Water,HW,"Packaged, Fire Tube, Condensing",PFCDUAL,2500,MBH,17,25
Boiler,BLR,PF,Heating Water Boiler Plant,Heating Water,Heating Water Boiler,HWB,HWB,H,Hot Water,HW,"Packaged, Fire Tube, Condensing",PFCGAS,3000,MBH,12.5,25
Boiler,BLR,PF,Heating Water Boiler Plant,Heating Water,Heating Water Boiler,HWB,HWB,H,Hot Water,HW,"Packaged, Fire Tube, Condensing",PFCOIL,3000,MBH,15,25
Boiler,BLR,PF,Heating Water Boiler Plant,Heating Water,Heating Water Boiler,HWB,HWB,H,Hot Water,HW,"Packaged, Fire Tube, Condensing",PFCDUAL,3000,MBH,17,25
Boiler,BLR,PF,Heating Water Boiler Plant,Heating Water,Heating Water Boiler,HWB,HWB,H,Hot Water,HW,"Packaged, Fire Tube, Condensing",PFCGAS,4000,MBH,12.5,25
Boiler,BLR,PF,Heating Water Boiler Plant,Heating Water,Heating Water Boiler,HWB,HWB,H,Hot Water,HW,"Packaged, Fire Tube, Condensing",PFCOIL,4000,MBH,16,25
Boiler,BLR,PF,Heating Water Boiler Plant,Heating Water,Heating Water Boiler,HWB,HWB,H,Hot Water,HW,"Packaged, Fire Tube, Condensing",PFCDUAL,4000,MBH,17,25
Boiler,BLR,PF,Heating Water Boiler Plant,Heating Water,Heating Water Boiler,HWB,HWB,H,Hot Water,HW,"Packaged, Fire Tube, Condensing",PFCGAS,5000,MBH,13,25
Boiler,BLR,PF,Heating Water Boiler Plant,Heating Water,Heating Water Boiler,HWB,HWB,H,Hot Water,HW,"Packaged, Fire Tube, Condensing",PFCOIL,5000,MBH,16,25
Boiler,BLR,PF,Heating Water Boiler Plant,Heating Water,Heating Water Boiler,HWB,HWB,H,Hot Water,HW,"Packaged, Fire Tube, Condensing",PFCDUAL,5000,MBH,18,25
Boiler,BLR,PF,Heating Water Boiler Plant,Heating Water,Heating Water Boiler,HWB,HWB,H,Hot Water,HW,"Packaged, Fire Tube, Condensing",PFCGAS,6000,MBH,13,25
Boiler,BLR,PF,Heating Water Boiler Plant,Heating Water,Heating Water Boiler,HWB,HWB,H,Hot Water,HW,"Packaged, Fire Tube, Condensing",PFCOIL,6000,MBH,16,25
Boiler,BLR,PF,Heating Water Boiler Plant,Heating Water,Heating Water Boiler,HWB,HWB,H,Hot Water,HW,"Packaged, Fire Tube, Condensing",PFCDUAL,6000,MBH,18,25
Fixture,FIX,PL,Fixtures,Fixtures,Hose Bib,HB,DMW,P,Domestic Water,DMW,Hose Bib,HB,0,N/A,0.5,20
Fixture,FIX,PL,Fixtures,Fixtures,Hub Drain,HD,WV,P,Waste & Vent,WV,Hub Drain,HD,0,N/A,0.5,25
Humidifier,HUM,PF,Air Handling System Terminal Equipment,Terminal Equipment,Humidifier,EHUM,HUM,H,Electric,ELE,All,,10,LBS/HR,4,15
Humidifier,HUM,PF,Air Handling System Terminal Equipment,Terminal Equipment,Humidifier,EHUM,HUM,H,Electric,ELE,All,,100,LBS/HR,4,15
Humidifier,HUM,PF,Air Handling System Terminal Equipment,Terminal Equipment,Humidifier,EHUM,HUM,H,Electric,ELE,All,,500,LBS/HR,5,15
Humidifier,HUM,PF,Air Handling System Terminal Equipment,Terminal Equipment,Humidifier,SHUM,HUM,H,Steam,STM,All,,10,LBS/HR,4,15
Humidifier,HUM,PF,Air Handling System Terminal Equipment,Terminal Equipment,Humidifier,SHUM,HUM,H,Steam,STM,All,,20,LBS/HR,4,15
Humidifier,HUM,PF,Air Handling System Terminal Equipment,Terminal Equipment,Humidifier,SHUM,HUM,H,Steam,STM,All,,50,LBS/HR,5,15
Humidifier,HUM,PF,Air Handling System Terminal Equipment,Terminal Equipment,Humidifier,SHUM,HUM,H,Steam,STM,All,,100,LBS/HR,6,15
Humidifier,HUM,PF,Air Handling System Terminal Equipment,Terminal Equipment,Humidifier,SHUM,HUM,H,Steam,STM,All,,500,LBS/HR,6,15
Humidifier,HUM,PF,Air Handling System Terminal Equipment,Terminal Equipment,Humidifier,SHUM,HUM,H,Steam,STM,All,,1000,LBS/HR,7,15
Pump,PMP,PF,"Chiller Plant, Cooling Tower Plant, Hot Water Boiler Plant","Chilled, Condenser, Heating Water",Hydronic Pump,CHWP,CHWP,H,Electronic Metering,EMR,All,,1,GPD,0.5,10
Pump,PMP,PF,"Chiller Plant, Cooling Tower Plant, Hot Water Boiler Plant","Chilled, Condenser, Heating Water",Hydronic Pump,CHWP,CHWP,H,End Suction,ES,All,,5,HP,2,20
Pump,PMP,PF,"Chiller Plant, Cooling Tower Plant, Hot Water Boiler Plant","Chilled, Condenser, Heating Water",Hydronic Pump,CHWP,CHWP,H,End Suction,ES,All,,10,HP,2,20
Pump,PMP,PF,"Chiller Plant, Cooling Tower Plant, Hot Water Boiler Plant","Chilled, Condenser, Heating Water",Hydronic Pump,CHWP,CHWP,H,End Suction,ES,All,,25,HP,2,20
Pump,PMP,PF,"Chiller Plant, Cooling Tower Plant, Hot Water Boiler Plant","Chilled, Condenser, Heating Water",Hydronic Pump,CHWP,CHWP,H,End Suction,ES,All,,40,HP,3,20
Pump,PMP,PF,"Chiller Plant, Cooling Tower Plant, Hot Water Boiler Plant","Chilled, Condenser, Heating Water",Hydronic Pump,CHWP,CHWP,H,End Suction,ES,All,,50,HP,3,20
Pump,PMP,PF,"Chiller Plant, Cooling Tower Plant, Hot Water Boiler Plant","Chilled, Condenser, Heating Water",Hydronic Pump,CHWP,CHWP,H,End Suction,ES,All,,60,HP,3.5,20
Pump,PMP,PF,"Chiller Plant, Cooling Tower Plant, Hot Water Boiler Plant","Chilled, Condenser, Heating Water",Hydronic Pump,CHWP,CHWP,H,End Suction,ES,All,,75,HP,4,20
Pump,PMP,PF,"Chiller Plant, Cooling Tower Plant, Hot Water Boiler Plant","Chilled, Condenser, Heating Water",Hydronic Pump,CHWP,CHWP,H,End Suction,ES,All,,100,HP,4,20
Pump,PMP,PF,"Chiller Plant, Cooling Tower Plant, Hot Water Boiler Plant","Chilled, Condenser, Heating Water",Hydronic Pump,CHWP,CHWP,H,Inline,INL,All,,1,HP,1.25,10
Pump,PMP,PF,"Chiller Plant, Cooling Tower Plant, Hot Water Boiler Plant","Chilled, Condenser, Heating Water",Hydronic Pump,CHWP,CHWP,H,Inline,INL,All,,2,HP,1.5,10
Pump,PMP,PF,"Chiller Plant, Cooling Tower Plant, Hot Water Boiler Plant","Chilled, Condenser, Heating Water",Hydronic Pump,CHWP,CHWP,H,Inline,INL,All,,5,HP,2,10
Pump,PMP,PF,"Chiller Plant, Cooling Tower Plant, Hot Water Boiler Plant","Chilled, Condenser, Heating Water",Hydronic Pump,CHWP,CHWP,H,Inline,INL,All,,10,HP,2.25,10
Pump,PMP,PF,"Chiller Plant, Cooling Tower Plant, Hot Water Boiler Plant","Chilled, Condenser, Heating Water",Hydronic Pump,CHWP,CHWP,H,Inline,INL,All,,20,HP,2.5,10
Pump,PMP,PF,"Chiller Plant, Cooling Tower Plant, Hot Water Boiler Plant","Chilled, Condenser, Heating Water",Hydronic Pump,CHWP,CHWP,H,Inline,INL,All,,40,HP,3,10
Pump,PMP,PF,"Chiller Plant, Cooling Tower Plant, Hot Water Boiler Plant","Chilled, Condenser, Heating Water",Hydronic Pump,CHWP,CHWP,H,Inline,INL,All,,50,HP,3,10
Pump,PMP,PF,"Chiller Plant, Cooling Tower Plant, Hot Water Boiler Plant","Chilled, Condenser, Heating Water",Hydronic Pump,CHWP,CHWP,H,Inline,INL,All,,60,HP,3.25,10
Pump,PMP,PF,"Chiller Plant, Cooling Tower Plant, Hot Water Boiler Plant","Chilled, Condenser, Heating Water",Hydronic Pump,CHWP,CHWP,H,Inline,INL,All,,75,HP,3.5,10
Pump,PMP,PF,"Chiller Plant, Cooling Tower Plant, Hot Water Boiler Plant","Chilled, Condenser, Heating Water",Hydronic Pump,CHWP,CHWP,H,Inline,INL,All,,100,HP,4,10
Pump,PMP,PF,"Chiller Plant, Cooling Tower Plant, Hot Water Boiler Plant","Chilled, Condenser, Heating Water",Hydronic Pump,CHWP,CHWP,H,Split Case,SC,All,,10,HP,2,20
Pump,PMP,PF,"Chiller Plant, Cooling Tower Plant, Hot Water Boiler Plant","Chilled, Condenser, Heating Water",Hydronic Pump,CHWP,CHWP,H,Split Case,SC,All,,25,HP,2.5,20
Pump,PMP,PF,"Chiller Plant, Cooling Tower Plant, Hot Water Boiler Plant","Chilled, Condenser, Heating Water",Hydronic Pump,CHWP,CHWP,H,Split Case,SC,All,,40,HP,3,20
Pump,PMP,PF,"Chiller Plant, Cooling Tower Plant, Hot Water Boiler Plant","Chilled, Condenser, Heating Water",Hydronic Pump,CHWP,CHWP,H,Split Case,SC,All,,50,HP,3,20
Pump,PMP,PF,"Chiller Plant, Cooling Tower Plant, Hot Water Boiler Plant","Chilled, Condenser, Heating Water",Hydronic Pump,CHWP,CHWP,H,Split Case,SC,All,,60,HP,3.5,20
Pump,PMP,PF,"Chiller Plant, Cooling Tower Plant, Hot Water Boiler Plant","Chilled, Condenser, Heating Water",Hydronic Pump,CHWP,CHWP,H,Split Case,SC,All,,75,HP,4,20
Pump,PMP,PF,"Chiller Plant, Cooling Tower Plant, Hot Water Boiler Plant","Chilled, Condenser, Heating Water",Hydronic Pump,CHWP,CHWP,H,Split Case,SC,All,,100,HP,4,20
Pump,PMP,PF,"Chiller Plant, Cooling Tower Plant, Hot Water Boiler Plant","Chilled, Condenser, Heating Water",Hydronic Pump,CHWP,CHWP,H,Vertical Turbine,VT,All,,10,HP,2,20
Pump,PMP,PF,"Chiller Plant, Cooling Tower Plant, Hot Water Boiler Plant","Chilled, Condenser, Heating Water",Hydronic Pump,CHWP,CHWP,H,Vertical Turbine,VT,All,,25,HP,2.5,20
Pump,PMP,PF,"Chiller Plant, Cooling Tower Plant, Hot Water Boiler Plant","Chilled, Condenser, Heating Water",Hydronic Pump,CHWP,CHWP,H,Vertical Turbine,VT,All,,40,HP,3,20
Pump,PMP,PF,"Chiller Plant, Cooling Tower Plant, Hot Water Boiler Plant","Chilled, Condenser, Heating Water",Hydronic Pump,CHWP,CHWP,H,Vertical Turbine,VT,All,,50,HP,3,20
Pump,PMP,PF,"Chiller Plant, Cooling Tower Plant, Hot Water Boiler Plant","Chilled, Condenser, Heating Water",Hydronic Pump,CHWP,CHWP,H,Vertical Turbine,VT,All,,60,HP,3.5,20
Pump,PMP,PF,"Chiller Plant, Cooling Tower Plant, Hot Water Boiler Plant","Chilled, Condenser, Heating Water",Hydronic Pump,CHWP,CHWP,H,Vertical Turbine,VT,All,,75,HP,4,20
Pump,PMP,PF,"Chiller Plant, Cooling Tower Plant, Hot Water Boiler Plant","Chilled, Condenser, Heating Water",Hydronic Pump,CHWP,CHWP,H,Vertical Turbine,VT,All,,100,HP,4,20
Fixture,FIX,PL,Fixtures,Fixtures,Ice Maker Box,IMB,DMW,P,Domestic Water,DMW,Ice Maker Box,IMB,0,N/A,0.5,25
Infrared Gas Fired Heater,IRH,PF,Air Handling System Terminal Equipment,Terminal Equipment,Infrared Gas Fired Heater,IRH,IRH,H,Electric,ELE,All,,100,MBH,1,15
Infrared Gas Fired Heater,IRH,PF,Air Handling System Terminal Equipment,Terminal Equipment,Infrared Gas Fired Heater,IRH,IRH,H,Electric,ELE,All,,250,MBH,1,15
Infrared Gas Fired Heater,IRH,PF,Air Handling System Terminal Equipment,Terminal Equipment,Infrared Gas Fired Heater,IRH,IRH,H,Gas-Fired,GAS,All,,100,MBH,1,15
Infrared Gas Fired Heater,IRH,PF,Air Handling System Terminal Equipment,Terminal Equipment,Infrared Gas Fired Heater,IRH,IRH,H,Gas-Fired,GAS,All,,250,MBH,1,15
Accessory,ACC,SM,SM Equipment,SM Accessories,Intake Hood,IH,IH,H,Intake Hood,IH,All,,12,INCHES,0.5,27
Accessory,ACC,SM,SM Equipment,SM Accessories,Intake Hood,IH,IH,H,Intake Hood,IH,All,,24,INCHES,0.5,27
Accessory,ACC,SM,SM Equipment,SM Accessories,Intake Hood,IH,IH,H,Intake Hood,IH,All,,36,INCHES,0.5,27
Accessory,ACC,SM,SM Equipment,SM Accessories,Intake Hood,IH,IH,H,Intake Hood,IH,All,,48,INCHES,0.5,27
Fan,FAN,SM,SM Equipment,Fans,Isolation Exhaust Fan,IOEF,IOEF,H,Isolation Exhaust,IOEX,Utility Set,UTY,500,CFM,1,20
Fan,FAN,SM,SM Equipment,Fans,Isolation Exhaust Fan,IOEF,IOEF,H,Isolation Exhaust,IOEX,Utility Set,UTY,750,CFM,1.5,20
Fan,FAN,SM,SM Equipment,Fans,Isolation Exhaust Fan,IOEF,IOEF,H,Isolation Exhaust,IOEX,Utility Set,UTY,1000,CFM,2,20
Fan,FAN,SM,SM Equipment,Fans,Isolation Exhaust Fan,IOEF,IOEF,H,Isolation Exhaust,IOEX,Utility Set,UTY,1500,CFM,2,20
Fan,FAN,SM,SM Equipment,Fans,Isolation Exhaust Fan,IOEF,IOEF,H,Isolation Exhaust,IOEX,Utility Set,UTY,2000,CFM,2,20
Fan,FAN,SM,SM Equipment,Fans,Isolation Exhaust Fan,IOEF,IOEF,H,Isolation Exhaust,IOEX,Utility Set,UTY,2500,CFM,2.25,20
Fan,FAN,SM,SM Equipment,Fans,Isolation Exhaust Fan,IOEF,IOEF,H,Isolation Exhaust,IOEX,Utility Set,UTY,3000,CFM,2.25,20
Fan,FAN,SM,SM Equipment,Fans,Isolation Exhaust Fan,IOEF,IOEF,H,Isolation Exhaust,IOEX,Utility Set,UTY,4000,CFM,2.25,20
Fan,FAN,SM,SM Equipment,Fans,Isolation Exhaust Fan,IOEF,IOEF,H,Isolation Exhaust,IOEX,Utility Set,UTY,5000,CFM,2.5,20
Fan,FAN,SM,SM Equipment,Fans,Isolation Exhaust Fan,IOEF,IOEF,H,Isolation Exhaust,IOEX,Utility Set,UTY,6000,CFM,2.5,20
Fan,FAN,SM,SM Equipment,Fans,Isolation Exhaust Fan,IOEF,IOEF,H,Isolation Exhaust,IOEX,Utility Set,UTY,7500,CFM,2.75,20
Fan,FAN,SM,SM Equipment,Fans,Isolation Exhaust Fan,IOEF,IOEF,H,Isolation Exhaust,IOEX,Utility Set,UTY,10000,CFM,2.75,20
Fan,FAN,SM,SM Equipment,Fans,Isolation Exhaust Fan,IOEF,IOEF,H,Isolation Exhaust,IOEX,Utility Set,UTY,15000,CFM,3,20
Fan,FAN,SM,SM Equipment,Fans,Isolation Exhaust Fan,IOEF,IOEF,H,Isolation Exhaust,IOEX,Utility Set,UTY,20000,CFM,3.5,20
Fan,FAN,SM,SM Equipment,Fans,Isolation Exhaust Fan,IOEF,IOEF,H,Isolation Exhaust,IOEX,Utility Set,UTY,25000,CFM,4,20
Fan,FAN,SM,SM Equipment,Fans,Kitchen Exhaust Fan,KEF,KEF,H,Kitchen Exhaust,KEX,Inline,INL,500,CFM,1,15
Fan,FAN,SM,SM Equipment,Fans,Kitchen Exhaust Fan,KEF,KEF,H,Kitchen Exhaust,KEX,Inline,INL,750,CFM,1.5,15
Fan,FAN,SM,SM Equipment,Fans,Kitchen Exhaust Fan,KEF,KEF,H,Kitchen Exhaust,KEX,Inline,INL,1000,CFM,2,15
Fan,FAN,SM,SM Equipment,Fans,Kitchen Exhaust Fan,KEF,KEF,H,Kitchen Exhaust,KEX,Inline,INL,1500,CFM,2,15
Fan,FAN,SM,SM Equipment,Fans,Kitchen Exhaust Fan,KEF,KEF,H,Kitchen Exhaust,KEX,Inline,INL,2000,CFM,2,15
Fan,FAN,SM,SM Equipment,Fans,Kitchen Exhaust Fan,KEF,KEF,H,Kitchen Exhaust,KEX,Inline,INL,2500,CFM,2.25,15
Fan,FAN,SM,SM Equipment,Fans,Kitchen Exhaust Fan,KEF,KEF,H,Kitchen Exhaust,KEX,Inline,INL,3000,CFM,2.25,15
Fan,FAN,SM,SM Equipment,Fans,Kitchen Exhaust Fan,KEF,KEF,H,Kitchen Exhaust,KEX,Inline,INL,4000,CFM,2.25,15
Fan,FAN,SM,SM Equipment,Fans,Kitchen Exhaust Fan,KEF,KEF,H,Kitchen Exhaust,KEX,Inline,INL,5000,CFM,2.5,15
Fan,FAN,SM,SM Equipment,Fans,Kitchen Exhaust Fan,KEF,KEF,H,Kitchen Exhaust,KEX,Inline,INL,6000,CFM,2.5,15
Fan,FAN,SM,SM Equipment,Fans,Kitchen Exhaust Fan,KEF,KEF,H,Kitchen Exhaust,KEX,Inline,INL,7500,CFM,2.75,15
Fan,FAN,SM,SM Equipment,Fans,Kitchen Exhaust Fan,KEF,KEF,H,Kitchen Exhaust,KEX,Inline,INL,10000,CFM,2.75,15
Fan,FAN,SM,SM Equipment,Fans,Kitchen Exhaust Fan,KEF,KEF,H,Kitchen Exhaust,KEX,Inline,INL,15000,CFM,3,15
Fan,FAN,SM,SM Equipment,Fans,Kitchen Exhaust Fan,KEF,KEF,H,Kitchen Exhaust,KEX,Inline,INL,20000,CFM,3.5,15
Fan,FAN,SM,SM Equipment,Fans,Kitchen Exhaust Fan,KEF,KEF,H,Kitchen Exhaust,KEX,Inline,INL,25000,CFM,4,15
Fan,FAN,SM,SM Equipment,Fans,Kitchen Exhaust Fan,KEF,KEF,H,Kitchen Exhaust,KEX,Inline,INL,30000,CFM,4,15
Fan,FAN,SM,SM Equipment,Fans,Kitchen Exhaust Fan,KEF,KEF,H,Kitchen Exhaust,KEX,Upblast,UPB,250,CFM,1,20
Fan,FAN,SM,SM Equipment,Fans,Kitchen Exhaust Fan,KEF,KEF,H,Kitchen Exhaust,KEX,Upblast,UPB,500,CFM,1,20
Fan,FAN,SM,SM Equipment,Fans,Kitchen Exhaust Fan,KEF,KEF,H,Kitchen Exhaust,KEX,Upblast,UPB,750,CFM,1.5,20
Fan,FAN,SM,SM Equipment,Fans,Kitchen Exhaust Fan,KEF,KEF,H,Kitchen Exhaust,KEX,Upblast,UPB,1000,CFM,2,20
Fan,FAN,SM,SM Equipment,Fans,Kitchen Exhaust Fan,KEF,KEF,H,Kitchen Exhaust,KEX,Upblast,UPB,1500,CFM,2,20
Fan,FAN,SM,SM Equipment,Fans,Kitchen Exhaust Fan,KEF,KEF,H,Kitchen Exhaust,KEX,Upblast,UPB,2000,CFM,2,20
Fan,FAN,SM,SM Equipment,Fans,Kitchen Exhaust Fan,KEF,KEF,H,Kitchen Exhaust,KEX,Upblast,UPB,2500,CFM,2.25,20
Fan,FAN,SM,SM Equipment,Fans,Kitchen Exhaust Fan,KEF,KEF,H,Kitchen Exhaust,KEX,Upblast,UPB,3000,CFM,2.25,20
Fan,FAN,SM,SM Equipment,Fans,Kitchen Exhaust Fan,KEF,KEF,H,Kitchen Exhaust,KEX,Upblast,UPB,4000,CFM,2.25,20
Fan,FAN,SM,SM Equipment,Fans,Kitchen Exhaust Fan,KEF,KEF,H,Kitchen Exhaust,KEX,Upblast,UPB,5000,CFM,2.5,20
Fan,FAN,SM,SM Equipment,Fans,Kitchen Exhaust Fan,KEF,KEF,H,Kitchen Exhaust,KEX,Upblast,UPB,6000,CFM,2.5,20
Fan,FAN,SM,SM Equipment,Fans,Kitchen Exhaust Fan,KEF,KEF,H,Kitchen Exhaust,KEX,Upblast,UPB,7500,CFM,2.75,20
Fan,FAN,SM,SM Equipment,Fans,Kitchen Exhaust Fan,KEF,KEF,H,Kitchen Exhaust,KEX,Upblast,UPB,10000,CFM,2.75,20
Fan,FAN,SM,SM Equipment,Fans,Kitchen Exhaust Fan,KEF,KEF,H,Kitchen Exhaust,KEX,Upblast,UPB,15000,CFM,3,20
Fan,FAN,SM,SM Equipment,Fans,Kitchen Exhaust Fan,KEF,KEF,H,Kitchen Exhaust,KEX,Upblast,UPB,20000,CFM,3.5,20
Fan,FAN,SM,SM Equipment,Fans,Kitchen Exhaust Fan,KEF,KEF,H,Kitchen Exhaust,KEX,Upblast,UPB,25000,CFM,4,20
Fan,FAN,SM,SM Equipment,Fans,Kitchen Exhaust Fan,KEF,KEF,H,Kitchen Exhaust,KEX,Utility Set,UTY,500,CFM,1,20
Fan,FAN,SM,SM Equipment,Fans,Kitchen Exhaust Fan,KEF,KEF,H,Kitchen Exhaust,KEX,Utility Set,UTY,750,CFM,1.5,20
Fan,FAN,SM,SM Equipment,Fans,Kitchen Exhaust Fan,KEF,KEF,H,Kitchen Exhaust,KEX,Utility Set,UTY,1000,CFM,2,20
Fan,FAN,SM,SM Equipment,Fans,Kitchen Exhaust Fan,KEF,KEF,H,Kitchen Exhaust,KEX,Utility Set,UTY,1500,CFM,2,20
Fan,FAN,SM,SM Equipment,Fans,Kitchen Exhaust Fan,KEF,KEF,H,Kitchen Exhaust,KEX,Utility Set,UTY,2000,CFM,2,20
Fan,FAN,SM,SM Equipment,Fans,Kitchen Exhaust Fan,KEF,KEF,H,Kitchen Exhaust,KEX,Utility Set,UTY,2500,CFM,2.25,20
Fan,FAN,SM,SM Equipment,Fans,Kitchen Exhaust Fan,KEF,KEF,H,Kitchen Exhaust,KEX,Utility Set,UTY,3000,CFM,2.25,20
Fan,FAN,SM,SM Equipment,Fans,Kitchen Exhaust Fan,KEF,KEF,H,Kitchen Exhaust,KEX,Utility Set,UTY,4000,CFM,2.25,20
Fan,FAN,SM,SM Equipment,Fans,Kitchen Exhaust Fan,KEF,KEF,H,Kitchen Exhaust,KEX,Utility Set,UTY,5000,CFM,2.5,20
Fan,FAN,SM,SM Equipment,Fans,Kitchen Exhaust Fan,KEF,KEF,H,Kitchen Exhaust,KEX,Utility Set,UTY,6000,CFM,2.5,20
Fan,FAN,SM,SM Equipment,Fans,Kitchen Exhaust Fan,KEF,KEF,H,Kitchen Exhaust,KEX,Utility Set,UTY,7500,CFM,2.75,20
Fan,FAN,SM,SM Equipment,Fans,Kitchen Exhaust Fan,KEF,KEF,H,Kitchen Exhaust,KEX,Utility Set,UTY,10000,CFM,2.75,20
Fan,FAN,SM,SM Equipment,Fans,Kitchen Exhaust Fan,KEF,KEF,H,Kitchen Exhaust,KEX,Utility Set,UTY,15000,CFM,3,20
Fan,FAN,SM,SM Equipment,Fans,Kitchen Exhaust Fan,KEF,KEF,H,Kitchen Exhaust,KEX,Utility Set,UTY,20000,CFM,3.5,20
Fan,FAN,SM,SM Equipment,Fans,Kitchen Exhaust Fan,KEF,KEF,H,Kitchen Exhaust,KEX,Utility Set,UTY,25000,CFM,4,20
Fan,FAN,SM,SM Equipment,Fans,Kitchen Exhaust Fan,KEF,KEF,H,Kitchen Exhaust,KEX,Utility Set,UTY,30000,CFM,4,20
Fixture,FIX,PL,Fixtures,Fixtures,Kitchen Sink,KS,DMW/WV,P,Domestic Water,DMW,Kitchen Sink,KS,0,N/A,0.5,25
Fan,FAN,SM,SM Equipment,Fans,Lab Exhaust Fan,LEF,IOEF,H,Lab Exhaust,LEX,Utility Set,UTY,1000,CFM,2,20
Fan,FAN,SM,SM Equipment,Fans,Lab Exhaust Fan,LEF,IOEF,H,Lab Exhaust,LEX,Utility Set,UTY,2000,CFM,2,20
Fan,FAN,SM,SM Equipment,Fans,Lab Exhaust Fan,LEF,IOEF,H,Lab Exhaust,LEX,Utility Set,UTY,5000,CFM,2.5,20
Fan,FAN,SM,SM Equipment,Fans,Lab Exhaust Fan,LEF,IOEF,H,Lab Exhaust,LEX,Utility Set,UTY,7500,CFM,2.5,20
Fan,FAN,SM,SM Equipment,Fans,Lab Exhaust Fan,LEF,IOEF,H,Lab Exhaust,LEX,Utility Set,UTY,10000,CFM,3,20
Fan,FAN,SM,SM Equipment,Fans,Lab Exhaust Fan,LEF,IOEF,H,Lab Exhaust,LEX,Utility Set,UTY,15000,CFM,3.5,20
Fan,FAN,SM,SM Equipment,Fans,Lab Exhaust Fan,LEF,IOEF,H,Lab Exhaust,LEX,Utility Set,UTY,20000,CFM,3.5,20
Fan,FAN,SM,SM Equipment,Fans,Lab Exhaust Fan,LEF,IOEF,H,Lab Exhaust,LEX,Utility Set,UTY,25000,CFM,4,20
Fan,FAN,SM,SM Equipment,Fans,Lab Exhaust Fan,LEF,IOEF,H,Lab Exhaust,LEX,Utility Set,UTY,30000,CFM,4.5,20
Fan,FAN,SM,SM Equipment,Fans,Lab Exhaust Fan,LEF,IOEF,H,Lab Exhaust,LEX,Utility Set,UTY,40000,CFM,5,20
Fan,FAN,SM,SM Equipment,Fans,Lab Exhaust Fan,LEF,IOEF,H,Lab Exhaust,LEX,Utility Set,UTY,50000,CFM,6,20
Fan,FAN,SM,SM Equipment,Fans,Lab Exhaust Fan,LEF,IOEF,H,Lab Exhaust,LEX,Utility Set,UTY,60000,CFM,6,20
Fan,FAN,SM,SM Equipment,Fans,Lab Exhaust Fan,LEF,IOEF,H,Lab Exhaust,LEX,Utility Set,UTY,70000,CFM,7,20
Fan,FAN,SM,SM Equipment,Fans,Lab Exhaust Fan,LEF,IOEF,H,Lab Exhaust,LEX,Utility Set,UTY,80000,CFM,7,20
Fan,FAN,SM,SM Equipment,Fans,Lab Exhaust Fan,LEF,IOEF,H,Lab Exhaust,LEX,"Utility Set, High Plume",PLM,5000,CFM,2,20
Fan,FAN,SM,SM Equipment,Fans,Lab Exhaust Fan,LEF,IOEF,H,Lab Exhaust,LEX,"Utility Set, High Plume",PLM,7500,CFM,2.5,20
Fan,FAN,SM,SM Equipment,Fans,Lab Exhaust Fan,LEF,IOEF,H,Lab Exhaust,LEX,"Utility Set, High Plume",PLM,10000,CFM,3,20
Fan,FAN,SM,SM Equipment,Fans,Lab Exhaust Fan,LEF,IOEF,H,Lab Exhaust,LEX,"Utility Set, High Plume",PLM,15000,CFM,3.5,20
Fan,FAN,SM,SM Equipment,Fans,Lab Exhaust Fan,LEF,IOEF,H,Lab Exhaust,LEX,"Utility Set, High Plume",PLM,20000,CFM,3.5,20
Fan,FAN,SM,SM Equipment,Fans,Lab Exhaust Fan,LEF,IOEF,H,Lab Exhaust,LEX,"Utility Set, High Plume",PLM,25000,CFM,4,20
Fan,FAN,SM,SM Equipment,Fans,Lab Exhaust Fan,LEF,IOEF,H,Lab Exhaust,LEX,"Utility Set, High Plume",PLM,30000,CFM,4,20
Fan,FAN,SM,SM Equipment,Fans,Lab Exhaust Fan,LEF,IOEF,H,Lab Exhaust,LEX,"Utility Set, High Plume",PLM,40000,CFM,4.5,20
Fan,FAN,SM,SM Equipment,Fans,Lab Exhaust Fan,LEF,IOEF,H,Lab Exhaust,LEX,"Utility Set, High Plume",PLM,50000,CFM,4.5,20
Fan,FAN,SM,SM Equipment,Fans,Lab Exhaust Fan,LEF,IOEF,H,Lab Exhaust,LEX,"Utility Set, High Plume",PLM,60000,CFM,5,20
Fan,FAN,SM,SM Equipment,Fans,Lab Exhaust Fan,LEF,IOEF,H,Lab Exhaust,LEX,"Utility Set, High Plume",PLM,70000,CFM,5,20
Fan,FAN,SM,SM Equipment,Fans,Lab Exhaust Fan,LEF,IOEF,H,Lab Exhaust,LEX,"Utility Set, High Plume",PLM,80000,CFM,6,20
Fan,FAN,SM,SM Equipment,Fans,Lab Exhaust Fan,LEF,IOEF,H,Lab Exhaust,LEX,"Utility Set, High Plume",PLM,100000,CFM,6,20
Fan,FAN,SM,SM Equipment,Fans,Lab Exhaust Fan,LEF,IOEF,H,Lab Exhaust,LEX,"Utility Set, High Plume",PLM,120000,CFM,6,20
Fixture,FIX,PL,Fixtures,Fixtures,Lavatory,LAV,DMW/WV,P,Domestic Water,DMW,Lavatory,LAV,0,N/A,0.5,25
Accessory,ACC,SM,SM Accessories,SM Accessories,Life Safety Damper,LSD,LSD,H,Life Safety Damper,LSD,All,,8,INCHES,1,20
Accessory,ACC,SM,SM Accessories,SM Accessories,Life Safety Damper,LSD,LSD,H,Life Safety Damper,LSD,All,,12,INCHES,1,20
Accessory,ACC,SM,SM Accessories,SM Accessories,Life Safety Damper,LSD,LSD,H,Life Safety Damper,LSD,All,,16,INCHES,1,20
Accessory,ACC,SM,SM Accessories,SM Accessories,Life Safety Damper,LSD,LSD,H,Life Safety Damper,LSD,All,,20,INCHES,1,20
Accessory,ACC,SM,SM Accessories,SM Accessories,Life Safety Damper,LSD,LSD,H,Life Safety Damper,LSD,All,,24,INCHES,1,20
Accessory,ACC,SM,SM Accessories,SM Accessories,Life Safety Damper,LSD,LSD,H,Life Safety Damper,LSD,All,,32,INCHES,1,20
Accessory,ACC,SM,SM Equipment,SM Accessories,Louver,L,L,H,Louver,L,All,,12,INCHES,1,25
Accessory,ACC,SM,SM Equipment,SM Accessories,Louver,L,L,H,Louver,L,All,,16,INCHES,1,25
Accessory,ACC,SM,SM Equipment,SM Accessories,Louver,L,L,H,Louver,L,All,,24,INCHES,1,25
Accessory,ACC,SM,SM Equipment,SM Accessories,Louver,L,L,H,Louver,L,All,,32,INCHES,1,25
Accessory,ACC,SM,SM Equipment,SM Accessories,Louver,L,L,H,Louver,L,All,,48,INCHES,1,25
Accessory,ACC,SM,SM Equipment,SM Accessories,Louver,L,L,H,Louver,L,All,,64,INCHES,1,25
Make-up Air Unit,MAU,SM,Air Handling Units,Air Handling Units,Make-up Air Unit,MAU,MAU,H,Gas-Fired,GAS,Direct Fired,DIR,5000,CFM,4,15
Make-up Air Unit,MAU,SM,Air Handling Units,Air Handling Units,Make-up Air Unit,MAU,MAU,H,Gas-Fired,GAS,Direct Fired,DIR,10000,CFM,5,15
Make-up Air Unit,MAU,SM,Air Handling Units,Air Handling Units,Make-up Air Unit,MAU,MAU,H,Gas-Fired,GAS,Direct Fired,DIR,20000,CFM,7,15
Make-up Air Unit,MAU,SM,Air Handling Units,Air Handling Units,Make-up Air Unit,MAU,MAU,H,Gas-Fired,GAS,Direct Fired,DIR,40000,CFM,12,15
Make-up Air Unit,MAU,SM,Air Handling Units,Air Handling Units,Make-up Air Unit,MAU,MAU,H,Gas-Fired,GAS,Indirect Fired,IDT,5000,CFM,4,15
Make-up Air Unit,MAU,SM,Air Handling Units,Air Handling Units,Make-up Air Unit,MAU,MAU,H,Gas-Fired,GAS,Indirect Fired,IDT,10000,CFM,5,15
Make-up Air Unit,MAU,SM,Air Handling Units,Air Handling Units,Make-up Air Unit,MAU,MAU,H,Gas-Fired,GAS,Indirect Fired,IDT,20000,CFM,7,15
Make-up Air Unit,MAU,SM,Air Handling Units,Air Handling Units,Make-up Air Unit,MAU,MAU,H,Gas-Fired,GAS,Indirect Fired,IDT,40000,CFM,12,15
Make-up Air Unit,MAU,SM,Air Handling Units,Air Handling Units,Make-up Air Unit,MAU,MAU,H,Hot Water,HW,Chilled Water,CHW,5000,CFM,4,15
Make-up Air Unit,MAU,SM,Air Handling Units,Air Handling Units,Make-up Air Unit,MAU,MAU,H,Hot Water,HW,Chilled Water,CHW,10000,CFM,5,15
Make-up Air Unit,MAU,SM,Air Handling Units,Air Handling Units,Make-up Air Unit,MAU,MAU,H,Hot Water,HW,Chilled Water,CHW,20000,CFM,7,15
Make-up Air Unit,MAU,SM,Air Handling Units,Air Handling Units,Make-up Air Unit,MAU,MAU,H,Hot Water,HW,Chilled Water,CHW,40000,CFM,12,15
Make-up Air Unit,MAU,SM,Air Handling Units,Air Handling Units,Make-up Air Unit,MAU,MAU,H,Hot Water,HW,Evaporative,EVP,5000,CFM,4,15
Make-up Air Unit,MAU,SM,Air Handling Units,Air Handling Units,Make-up Air Unit,MAU,MAU,H,Hot Water,HW,Evaporative,EVP,10000,CFM,5,15
Make-up Air Unit,MAU,SM,Air Handling Units,Air Handling Units,Make-up Air Unit,MAU,MAU,H,Hot Water,HW,Evaporative,EVP,20000,CFM,7,15
Make-up Air Unit,MAU,SM,Air Handling Units,Air Handling Units,Make-up Air Unit,MAU,MAU,H,Hot Water,HW,Evaporative,EVP,40000,CFM,12,15
Accessory,ACC,PL,Medical/Lab Gas Plant,Medical/Lab Gas,Manifold,Manifold,Manifold,P,Manifold,MAN,All,,1,EA,0.5,20
Accessory,ACC,SM,SM Accessories,SM Accessories,Manual Volume Damper,MVD,MVD,H,Manual Volume Damper,MVD,All,,8,INCHES,0.1,20
Accessory,ACC,SM,SM Accessories,SM Accessories,Manual Volume Damper,MVD,MVD,H,Manual Volume Damper,MVD,All,,12,INCHES,0.1,20
Accessory,ACC,SM,SM Accessories,SM Accessories,Manual Volume Damper,MVD,MVD,H,Manual Volume Damper,MVD,All,,16,INCHES,0.1,20
Accessory,ACC,SM,SM Accessories,SM Accessories,Manual Volume Damper,MVD,MVD,H,Manual Volume Damper,MVD,All,,20,INCHES,0.1,20
Accessory,ACC,SM,SM Accessories,SM Accessories,Manual Volume Damper,MVD,MVD,H,Manual Volume Damper,MVD,All,,24,INCHES,0.1,20
Accessory,ACC,SM,SM Accessories,SM Accessories,Manual Volume Damper,MVD,MVD,H,Manual Volume Damper,MVD,All,,32,INCHES,0.1,20
Accessory,ACC,PF,"Chilled, Condenser, Heating Water, Steam","Chilled, Condenser, Heating Water, Steam",Meter,Meter,Meter,H,Meter,MET,All,,2,INCHES,0.5,20
Accessory,ACC,PF,"Chilled, Condenser, Heating Water, Steam","Chilled, Condenser, Heating Water, Steam",Meter,Meter,Meter,H,Meter,MET,All,,4,INCHES,0.5,20
Fixture,FIX,PL,Fixtures,Fixtures,Mixing Valve,MV,Other,P,Domestic Water,DMW,Mixing Valve,MV,0,N/A,0.5,25
Fixture,FIX,PL,Fixtures,Fixtures,Mop Sink Basin,MSB,DMW/WV,P,Domestic Water,DMW,Mop Sink Basin,MSB,0,N/A,0.5,25
Nitrogen,N2,PL,Medical/Lab Gas Plant,Medical/Lab Gas,Nitrogen Generator,N2,COMP,P,Air Cooled,AIR,Screw,SCW,15,HP,6,15
Nitrogen,N2,PL,Medical/Lab Gas Plant,Medical/Lab Gas,Nitrogen Generator,N2,COMP,P,Air Cooled,AIR,Screw,SCW,50,HP,8,15
Nitrogen,N2,PL,Medical/Lab Gas Plant,Medical/Lab Gas,Nitrogen Generator,N2,COMP,P,Air Cooled,AIR,Screw,SCW,100,HP,12,15
Nitrogen,N2,PL,Medical/Lab Gas Plant,Medical/Lab Gas,Nitrogen Generator,N2,COMP,P,Air Cooled,AIR,Screw,SCW,250,HP,20,15
Accessory,ACC,PL,Medical/Lab Gas Plant,Medical/Lab Gas,Outlet,Outlet,Outlet,P,Outlet,OLT,All,,1,EA,0.5,20
Fixture,FIX,PL,Fixtures,Fixtures,Overflow Drain,OD,RD/ORD,P,Roof Drains,RD,Overflow Drain,OD,0,N/A,0.5,20
Fixture,FIX,PL,Fixtures,Fixtures,Overflow Roof Drain,ORD,RD/ORD,P,Roof Drains,RD,Overflow Roof Drain,ORD,0,N/A,0.5,20
Accessory,ACC,PL,Medical/Lab Gas Plant,Medical/Lab Gas,Owner Furnished Equipment Connection,OFE Connection,OFE Connection,P,Owner Furnished Equipment Connection,OFE,All,,1,EA,0,20
DI/RO Equipment,DIRO,PL,Domestic Water Plant,Domestic Water,Ozone Generator,OZO,DI/RO,P,Ozone Generator,OZO,All,,10,GAL,2,15
Accessory,ACC,PF,Fuel Oil Piping and Equipment,Fuel Oil,Polishing System,FTNK,Other,H,Polishing System,POL,All,,1,EA,4,15
Pot Feeder,POT,PF,"Chiller Plant, Cooling Tower Plant, Hot Water Boiler Plant","Chilled, Condenser, Heating Water",Pot Feeder,PF,PF,H,Bladder,BLD,Floor Mounted,FLR,20,GAL,0.5,20
Pot Feeder,POT,PF,"Chiller Plant, Cooling Tower Plant, Hot Water Boiler Plant","Chilled, Condenser, Heating Water",Pot Feeder,PF,PF,H,Bladder,BLD,Floor Mounted,FLR,50,GAL,0.5,20
Pot Feeder,POT,PF,"Chiller Plant, Cooling Tower Plant, Hot Water Boiler Plant","Chilled, Condenser, Heating Water",Pot Feeder,PF,PF,H,Bladder,BLD,In-Line,INL,2,GAL,0.5,20
Pot Feeder,POT,PF,"Chiller Plant, Cooling Tower Plant, Hot Water Boiler Plant","Chilled, Condenser, Heating Water",Pot Feeder,PF,PF,H,Bladder,BLD,In-Line,INL,10,GAL,0.5,20
Pot Feeder,POT,PF,"Chiller Plant, Cooling Tower Plant, Hot Water Boiler Plant","Chilled, Condenser, Heating Water",Pot Feeder,PF,PF,H,Without Bladder,NOB,Floor Mounted,FLR,10,GAL,0.5,20
Pot Feeder,POT,PF,"Chiller Plant, Cooling Tower Plant, Hot Water Boiler Plant","Chilled, Condenser, Heating Water",Pot Feeder,PF,PF,H,Without Bladder,NOB,Floor Mounted,FLR,20,GAL,0.5,20
Pot Feeder,POT,PF,"Chiller Plant, Cooling Tower Plant, Hot Water Boiler Plant","Chilled, Condenser, Heating Water",Pot Feeder,PF,PF,H,Without Bladder,NOB,Floor Mounted,FLR,50,GAL,0.5,20
Pot Feeder,POT,PF,"Chiller Plant, Cooling Tower Plant, Hot Water Boiler Plant","Chilled, Condenser, Heating Water",Pot Feeder,PF,PF,H,Without Bladder,NOB,In-Line,INL,2,GAL,0.5,20
Pot Feeder,POT,PF,"Chiller Plant, Cooling Tower Plant, Hot Water Boiler Plant","Chilled, Condenser, Heating Water",Pot Feeder,PF,PF,H,Without Bladder,NOB,In-Line,INL,10,GAL,0.5,20
Accessory,ACC,PF,"Chilled, Condenser, Heating Water","Chilled, Condenser, Heating Water",Pressure Reducing Valve,PRV,PRV,H,Pressure Reducing Valve,PRV,Hydronic,HYD,1,INCHES,0.5,20
Accessory,ACC,PF,"Chilled, Condenser, Heating Water","Chilled, Condenser, Heating Water",Pressure Reducing Valve,PRV,PRV,H,Pressure Reducing Valve,PRV,Hydronic,HYD,2,INCHES,0.5,20
Accessory,ACC,PF,"Chilled, Condenser, Heating Water","Chilled, Condenser, Heating Water",Pressure Reducing Valve,PRV,PRV,H,Pressure Reducing Valve,PRV,Hydronic,HYD,3,INCHES,0.5,20
Accessory,ACC,PF,"Chilled, Condenser, Heating Water","Chilled, Condenser, Heating Water",Pressure Reducing Valve,PRV,PRV,H,Pressure Reducing Valve,PRV,Hydronic,HYD,4,INCHES,0.5,20
Accessory,ACC,PF,"Chilled, Condenser, Heating Water","Chilled, Condenser, Heating Water",Pressure Reducing Valve,PRV,PRV,H,Pressure Reducing Valve,PRV,Hydronic,HYD,6,INCHES,0.5,20
Accessory,ACC,PL,Medical/Lab Gas Plant,Medical/Lab Gas,Pressure Reducing Valve,PRV,PRV,P,Pressure Reducing Valve,PRV,Medical/Lab Gas,MED,1,INCHES,0.5,20
Accessory,ACC,PL,Medical/Lab Gas Plant,Medical/Lab Gas,Pressure Reducing Valve,PRV,PRV,P,Pressure Reducing Valve,PRV,Medical/Lab Gas,MED,2,INCHES,0.5,20
Accessory,ACC,PL,Medical/Lab Gas Plant,Medical/Lab Gas,Pressure Reducing Valve,PRV,PRV,P,Pressure Reducing Valve,PRV,Medical/Lab Gas,MED,4,INCHES,0.5,20
Accessory,ACC,PL,Medical/Lab Gas Plant,Medical/Lab Gas,Pressure Reducing Valve,PRV,PRV,P,Pressure Reducing Valve,PRV,Medical/Lab Gas,MED,6,INCHES,0.5,20
Accessory,ACC,PL,Natural Gas Piping and Equipment,Natural Gas,Pressure Reducing Valve,PRV,PRV,P,Pressure Reducing Valve,PRV,Natural Gas,GAS,1,INCHES,0.5,20
Accessory,ACC,PL,Natural Gas Piping and Equipment,Natural Gas,Pressure Reducing Valve,PRV,PRV,P,Pressure Reducing Valve,PRV,Natural Gas,GAS,2,INCHES,0.5,20
Accessory,ACC,PL,Natural Gas Piping and Equipment,Natural Gas,Pressure Reducing Valve,PRV,PRV,P,Pressure Reducing Valve,PRV,Natural Gas,GAS,4,INCHES,0.5,20
Accessory,ACC,PL,Natural Gas Piping and Equipment,Natural Gas,Pressure Reducing Valve,PRV,PRV,P,Pressure Reducing Valve,PRV,Natural Gas,GAS,6,INCHES,0.5,20
Accessory,ACC,PF,Steam Boiler Plant,Steam,Pressure Reducing Valve,PRV,PRV,H,Pressure Reducing Valve,PRV,Steam,STM,1,INCHES,0.5,20
Accessory,ACC,PF,Steam Boiler Plant,Steam,Pressure Reducing Valve,PRV,PRV,H,Pressure Reducing Valve,PRV,Steam,STM,2,INCHES,0.5,20
Accessory,ACC,PF,Steam Boiler Plant,Steam,Pressure Reducing Valve,PRV,PRV,H,Pressure Reducing Valve,PRV,Steam,STM,4,INCHES,0.5,20
Accessory,ACC,PF,Steam Boiler Plant,Steam,Pressure Reducing Valve,PRV,PRV,H,Pressure Reducing Valve,PRV,Steam,STM,6,INCHES,0.5,20
Tank,TNK,REF,Refrigeration Equipment,Refrigeration,Pressure Vessel,RTNK,Other,R,Pressure Vessel,VSL,All,,200,GAL,0,20
Tank,TNK,REF,Refrigeration Equipment,Refrigeration,Pressure Vessel,RTNK,Other,R,Pressure Vessel,VSL,All,,500,GAL,0,20
Tank,TNK,REF,Refrigeration Equipment,Refrigeration,Pressure Vessel,RTNK,Other,R,Pressure Vessel,VSL,All,,1000,GAL,0,20
Tank,TNK,REF,Refrigeration Equipment,Refrigeration,Pressure Vessel,RTNK,Other,R,Pressure Vessel,VSL,All,,2500,GAL,0,20
Tank,TNK,REF,Refrigeration Equipment,Refrigeration,Pressure Vessel,RTNK,Other,R,Pressure Vessel,VSL,All,,5000,GAL,0,20
Tank,TNK,REF,Refrigeration Equipment,Refrigeration,Pressure Vessel,RTNK,Other,R,Pressure Vessel,VSL,All,,10000,GAL,0,20
Tank,TNK,PL,Natural Gas Piping and Equipment,Natural Gas,Propane Storage Tank,ST,Other,P,Propane,LPG,"Storage, Above Ground",AG,100,GAL,1,20
Tank,TNK,PL,Natural Gas Piping and Equipment,Natural Gas,Propane Storage Tank,ST,Other,P,Propane,LPG,"Storage, Above Ground",AG,200,GAL,1,20
Tank,TNK,PL,Natural Gas Piping and Equipment,Natural Gas,Propane Storage Tank,ST,Other,P,Propane,LPG,"Storage, Above Ground",AG,500,GAL,1,20
Tank,TNK,PL,Natural Gas Piping and Equipment,Natural Gas,Propane Storage Tank,ST,Other,P,Propane,LPG,"Storage, Above Ground",AG,1000,GAL,1,20
PTAC,PTAC,SM,Air Handling System Terminal Equipment,Terminal Equipment,PTAC,PTAC,Other,H,Hot Water,HW,All,,500,CFM,2.5,15
PTAC,PTAC,SM,Air Handling System Terminal Equipment,Terminal Equipment,PTAC,PTAC,Other,H,Hot Water,HW,All,,1500,CFM,2.5,15
PTAC,PTAC,SM,Air Handling System Terminal Equipment,Terminal Equipment,PTAC,PTAC,Other,H,Hot Water,HW,All,,3000,CFM,3,15
Radiant Panel,RP,PF,Air Handling System Terminal Equipment,Terminal Equipment,Radiant Panel,RP,RP,H,Electric,ELE,Ceiling Mounted,CLG,50,MBH,0.5,10
Radiant Panel,RP,PF,Air Handling System Terminal Equipment,Terminal Equipment,Radiant Panel,RP,RP,H,Electric,ELE,Ceiling Mounted,CLG,100,MBH,0.5,10
Radiant Panel,RP,PF,Air Handling System Terminal Equipment,Terminal Equipment,Radiant Panel,RP,RP,H,Hot Water,HW,Ceiling Mounted,CLG,50,MBH,0.5,20
Radiant Panel,RP,PF,Air Handling System Terminal Equipment,Terminal Equipment,Radiant Panel,RP,RP,H,Hot Water,HW,Ceiling Mounted,CLG,100,MBH,0.5,20
Accessory,ACC,PL,Domestic Water Plant,Domestic Water,Reduced Pressure Backflow Preventer,RPBP,PRV,P,Pressure Reducing Valve,PRV,Domestic Water,DW,1,INCHES,0.5,20
Accessory,ACC,PL,Domestic Water Plant,Domestic Water,Reduced Pressure Backflow Preventer,RPBP,PRV,P,Pressure Reducing Valve,PRV,Domestic Water,DW,2,INCHES,0.5,20
Accessory,ACC,PL,Domestic Water Plant,Domestic Water,Reduced Pressure Backflow Preventer,RPBP,PRV,P,Pressure Reducing Valve,PRV,Domestic Water,DW,3,INCHES,0.5,20
Accessory,ACC,PL,Domestic Water Plant,Domestic Water,Reduced Pressure Backflow Preventer,RPBP,PRV,P,Pressure Reducing Valve,PRV,Domestic Water,DW,4,INCHES,0.5,20
Accessory,ACC,PL,Domestic Water Plant,Domestic Water,Reduced Pressure Backflow Preventer,RPBP,PRV,P,Pressure Reducing Valve,PRV,Domestic Water,DW,6,INCHES,0.5,20
Return Air Unit,RAU,SM,Air Handling Units,Air Handling Units,Return Air Unit,RAU,AHU,H,Indoor,IND,Packaged,PKG,5000,CFM,2,20
Return Air Unit,RAU,SM,Air Handling Units,Air Handling Units,Return Air Unit,RAU,AHU,H,Indoor,IND,Packaged,PKG,10000,CFM,3,20
Return Air Unit,RAU,SM,Air Handling Units,Air Handling Units,Return Air Unit,RAU,AHU,H,Indoor,IND,Packaged,PKG,20000,CFM,3,20
Return Air Unit,RAU,SM,Air Handling Units,Air Handling Units,Return Air Unit,RAU,AHU,H,Indoor,IND,Packaged,PKG,40000,CFM,4,20
Return Air Unit,RAU,SM,Air Handling Units,Air Handling Units,Return Air Unit,RAU,AHU,H,Indoor,IND,Packaged,PKG,60000,CFM,4,20
DI/RO Equipment,DIRO,PL,Domestic Water Plant,Domestic Water,Reverse Osmosis Unit,DIRO,DI/RO,P,Reverse Osmosis,RO,All,,50,GPM,4,15
DI/RO Equipment,DIRO,PL,Domestic Water Plant,Domestic Water,Reverse Osmosis Unit,DIRO,DI/RO,P,Reverse Osmosis,RO,All,,100,GPM,4,15
DI/RO Equipment,PMP,PL,Domestic Water Plant,Domestic Water,RO Circ Pump,ROCP,DI/RO,P,Inline,INL,RO Water,ROW,2,HP,2,10
DI/RO Equipment,PMP,PL,Domestic Water Plant,Domestic Water,RO Circ Pump,ROCP,DI/RO,P,Inline,INL,RO Water,ROW,10,HP,2,10
DI/RO Equipment,TNK,PL,Domestic Water Plant,Domestic Water,RO Tank,ROT,DI/RO,P,RO Water,RO,"Storage, Above Ground",AG,50,GAL,0.5,15
Fixture,FIX,PL,Fixtures,Fixtures,Roof Drain,RD,RD/ORD,P,Roof Drains,RD,Roof Drain,RD,0,N/A,0.5,20
Fixture,FIX,PL,Fixtures,Fixtures,Roof Drain Outlet,RDO,DSN,P,Roof Drains,RD,Roof Drain Outlet,RDO,0,N/A,0.5,25
Accessory,ACC,SM,SM Equipment,SM Accessories,Roof Hood,RH,RH,H,Roof Hood,RH,All,,12,INCHES,0,25
Accessory,ACC,SM,SM Equipment,SM Accessories,Roof Hood,RH,RH,H,Roof Hood,RH,All,,24,INCHES,0,25
Accessory,ACC,SM,SM Equipment,SM Accessories,Roof Hood,RH,RH,H,Roof Hood,RH,All,,36,INCHES,0,25
Accessory,ACC,SM,SM Equipment,SM Accessories,Roof Hood,RH,RH,H,Roof Hood,RH,All,,48,INCHES,0,25
Fixture,FIX,PL,Fixtures,Fixtures,Roof Hydrant,RH,DMW,P,Domestic Water,DMW,Roof Hydrant,RH,0,N/A,0.5,25
Roof Top Unit,RTU,SM,Air Handling Units,Air Handling Units,Roof Top Unit,RTU,RTU,H,"Chilled Water, Gas-Fired",CHG,Custom,CST,5,TONS,5,20
Roof Top Unit,RTU,SM,Air Handling Units,Air Handling Units,Roof Top Unit,RTU,RTU,H,"Chilled Water, Gas-Fired",CHG,Custom,CST,15,TONS,6,20
Roof Top Unit,RTU,SM,Air Handling Units,Air Handling Units,Roof Top Unit,RTU,RTU,H,"Chilled Water, Gas-Fired",CHG,Custom,CST,30,TONS,8,20
Roof Top Unit,RTU,SM,Air Handling Units,Air Handling Units,Roof Top Unit,RTU,RTU,H,"Chilled Water, Gas-Fired",CHG,Custom,CST,60,TONS,10,20
Roof Top Unit,RTU,SM,Air Handling Units,Air Handling Units,Roof Top Unit,RTU,RTU,H,"Chilled Water, Gas-Fired",CHG,Custom,CST,90,TONS,13,20
Roof Top Unit,RTU,SM,Air Handling Units,Air Handling Units,Roof Top Unit,RTU,RTU,H,"Chilled Water, Gas-Fired",CHG,Custom,CST,120,TONS,16,20
Roof Top Unit,RTU,SM,Air Handling Units,Air Handling Units,Roof Top Unit,RTU,RTU,H,"Chilled Water, Gas-Fired",CHG,Custom,CST,150,TONS,20,20
Roof Top Unit,RTU,SM,Air Handling Units,Air Handling Units,Roof Top Unit,RTU,RTU,H,"Chilled Water, Gas-Fired",CHG,Custom,CST,200,TONS,24,20
Roof Top Unit,RTU,SM,Air Handling Units,Air Handling Units,Roof Top Unit,RTU,RTU,H,"Chilled Water, Gas-Fired",CHG,Packaged,PKG,5,TONS,5,20
Roof Top Unit,RTU,SM,Air Handling Units,Air Handling Units,Roof Top Unit,RTU,RTU,H,"Chilled Water, Gas-Fired",CHG,Packaged,PKG,15,TONS,6,20
Roof Top Unit,RTU,SM,Air Handling Units,Air Handling Units,Roof Top Unit,RTU,RTU,H,"Chilled Water, Gas-Fired",CHG,Packaged,PKG,30,TONS,8,20
Roof Top Unit,RTU,SM,Air Handling Units,Air Handling Units,Roof Top Unit,RTU,RTU,H,"Chilled Water, Gas-Fired",CHG,Packaged,PKG,60,TONS,10,20
Roof Top Unit,RTU,SM,Air Handling Units,Air Handling Units,Roof Top Unit,RTU,RTU,H,"Chilled Water, Gas-Fired",CHG,Packaged,PKG,90,TONS,13,20
Roof Top Unit,RTU,SM,Air Handling Units,Air Handling Units,Roof Top Unit,RTU,RTU,H,"Chilled Water, Gas-Fired",CHG,Packaged,PKG,120,TONS,16,20
Roof Top Unit,RTU,SM,Air Handling Units,Air Handling Units,Roof Top Unit,RTU,RTU,H,"Chilled Water, Gas-Fired",CHG,Packaged,PKG,150,TONS,20,20
Roof Top Unit,RTU,SM,Air Handling Units,Air Handling Units,Roof Top Unit,RTU,RTU,H,"Chilled Water, Gas-Fired",CHG,Packaged,PKG,200,TONS,24,20
Roof Top Unit,RTU,SM,Air Handling Units,Air Handling Units,Roof Top Unit,RTU,RTU,H,"Chilled Water, Heating Water",CHW,Custom,CST,5,TONS,3,20
Roof Top Unit,RTU,SM,Air Handling Units,Air Handling Units,Roof Top Unit,RTU,RTU,H,"Chilled Water, Heating Water",CHW,Custom,CST,10,TONS,4,20
Roof Top Unit,RTU,SM,Air Handling Units,Air Handling Units,Roof Top Unit,RTU,RTU,H,"Chilled Water, Heating Water",CHW,Custom,CST,15,TONS,4,20
Roof Top Unit,RTU,SM,Air Handling Units,Air Handling Units,Roof Top Unit,RTU,RTU,H,"Chilled Water, Heating Water",CHW,Custom,CST,30,TONS,6,20
Roof Top Unit,RTU,SM,Air Handling Units,Air Handling Units,Roof Top Unit,RTU,RTU,H,"Chilled Water, Heating Water",CHW,Custom,CST,60,TONS,9,20
Roof Top Unit,RTU,SM,Air Handling Units,Air Handling Units,Roof Top Unit,RTU,RTU,H,"Chilled Water, Heating Water",CHW,Custom,CST,90,TONS,12,20
Roof Top Unit,RTU,SM,Air Handling Units,Air Handling Units,Roof Top Unit,RTU,RTU,H,"Chilled Water, Heating Water",CHW,Custom,CST,120,TONS,14,20
Roof Top Unit,RTU,SM,Air Handling Units,Air Handling Units,Roof Top Unit,RTU,RTU,H,"Chilled Water, Heating Water",CHW,Custom,CST,150,TONS,17,20
Roof Top Unit,RTU,SM,Air Handling Units,Air Handling Units,Roof Top Unit,RTU,RTU,H,"Chilled Water, Heating Water",CHW,Custom,CST,200,TONS,22,20
Roof Top Unit,RTU,SM,Air Handling Units,Air Handling Units,Roof Top Unit,RTU,RTU,H,"Chilled Water, Heating Water",CHW,Packaged,PKG,5,TONS,3,20
Roof Top Unit,RTU,SM,Air Handling Units,Air Handling Units,Roof Top Unit,RTU,RTU,H,"Chilled Water, Heating Water",CHW,Packaged,PKG,10,TONS,4,20
Roof Top Unit,RTU,SM,Air Handling Units,Air Handling Units,Roof Top Unit,RTU,RTU,H,"Chilled Water, Heating Water",CHW,Packaged,PKG,15,TONS,4,20
Roof Top Unit,RTU,SM,Air Handling Units,Air Handling Units,Roof Top Unit,RTU,RTU,H,"Chilled Water, Heating Water",CHW,Packaged,PKG,30,TONS,6,20
Roof Top Unit,RTU,SM,Air Handling Units,Air Handling Units,Roof Top Unit,RTU,RTU,H,"Chilled Water, Heating Water",CHW,Packaged,PKG,60,TONS,9,20
Roof Top Unit,RTU,SM,Air Handling Units,Air Handling Units,Roof Top Unit,RTU,RTU,H,"Chilled Water, Heating Water",CHW,Packaged,PKG,90,TONS,12,20
Roof Top Unit,RTU,SM,Air Handling Units,Air Handling Units,Roof Top Unit,RTU,RTU,H,"Chilled Water, Heating Water",CHW,Packaged,PKG,120,TONS,14,20
Roof Top Unit,RTU,SM,Air Handling Units,Air Handling Units,Roof Top Unit,RTU,RTU,H,"Chilled Water, Heating Water",CHW,Packaged,PKG,150,TONS,17,20
Roof Top Unit,RTU,SM,Air Handling Units,Air Handling Units,Roof Top Unit,RTU,RTU,H,"Chilled Water, Heating Water",CHW,Packaged,PKG,200,TONS,22,20
Roof Top Unit,RTU,SM,Air Handling Units,Air Handling Units,Roof Top Unit,RTU,RTU,H,"DX, Electric",DXE,Packaged,PKG,5,TONS,6,15
Roof Top Unit,RTU,SM,Air Handling Units,Air Handling Units,Roof Top Unit,RTU,RTU,H,"DX, Electric",DXE,Packaged,PKG,15,TONS,8,15
Roof Top Unit,RTU,SM,Air Handling Units,Air Handling Units,Roof Top Unit,RTU,RTU,H,"DX, Electric",DXE,Packaged,PKG,30,TONS,11,15
Roof Top Unit,RTU,SM,Air Handling Units,Air Handling Units,Roof Top Unit,RTU,RTU,H,"DX, Electric",DXE,Packaged,PKG,60,TONS,15,15
Roof Top Unit,RTU,SM,Air Handling Units,Air Handling Units,Roof Top Unit,RTU,RTU,H,"DX, Electric",DXE,Packaged,PKG,90,TONS,18,15
Roof Top Unit,RTU,SM,Air Handling Units,Air Handling Units,Roof Top Unit,RTU,RTU,H,"DX, Electric",DXE,Packaged,PKG,120,TONS,21,15
Roof Top Unit,RTU,SM,Air Handling Units,Air Handling Units,Roof Top Unit,RTU,RTU,H,"DX, Electric",DXE,Packaged,PKG,150,TONS,23,15
Roof Top Unit,RTU,SM,Air Handling Units,Air Handling Units,Roof Top Unit,RTU,RTU,H,"DX, Electric",DXE,Packaged,PKG,200,TONS,27,15
Roof Top Unit,RTU,SM,Air Handling Units,Air Handling Units,Roof Top Unit,RTU,RTU,H,"DX, Gas-Fired",DXG,Custom,CST,5,TONS,6,15
Roof Top Unit,RTU,SM,Air Handling Units,Air Handling Units,Roof Top Unit,RTU,RTU,H,"DX, Gas-Fired",DXG,Custom,CSTMC,5,TONS,7,15
Roof Top Unit,RTU,SM,Air Handling Units,Air Handling Units,Roof Top Unit,RTU,RTU,H,"DX, Gas-Fired",DXG,Custom,CST,10,TONS,8,15
Roof Top Unit,RTU,SM,Air Handling Units,Air Handling Units,Roof Top Unit,RTU,RTU,H,"DX, Gas-Fired",DXG,Custom,CST,15,TONS,8,15
Roof Top Unit,RTU,SM,Air Handling Units,Air Handling Units,Roof Top Unit,RTU,RTU,H,"DX, Gas-Fired",DXG,Custom,CSTMC,15,TONS,10,15
Roof Top Unit,RTU,SM,Air Handling Units,Air Handling Units,Roof Top Unit,RTU,RTU,H,"DX, Gas-Fired",DXG,Custom,CST,30,TONS,11,15
Roof Top Unit,RTU,SM,Air Handling Units,Air Handling Units,Roof Top Unit,RTU,RTU,H,"DX, Gas-Fired",DXG,Custom,CSTMC,30,TONS,13,15
Roof Top Unit,RTU,SM,Air Handling Units,Air Handling Units,Roof Top Unit,RTU,RTU,H,"DX, Gas-Fired",DXG,Custom,CST,60,TONS,15,15
Roof Top Unit,RTU,SM,Air Handling Units,Air Handling Units,Roof Top Unit,RTU,RTU,H,"DX, Gas-Fired",DXG,Custom,CSTMC,60,TONS,17,15
Roof Top Unit,RTU,SM,Air Handling Units,Air Handling Units,Roof Top Unit,RTU,RTU,H,"DX, Gas-Fired",DXG,Custom,CST,90,TONS,18,15
Roof Top Unit,RTU,SM,Air Handling Units,Air Handling Units,Roof Top Unit,RTU,RTU,H,"DX, Gas-Fired",DXG,Custom,CSTMC,90,TONS,20,15
Roof Top Unit,RTU,SM,Air Handling Units,Air Handling Units,Roof Top Unit,RTU,RTU,H,"DX, Gas-Fired",DXG,Custom,CST,120,TONS,21,15
Roof Top Unit,RTU,SM,Air Handling Units,Air Handling Units,Roof Top Unit,RTU,RTU,H,"DX, Gas-Fired",DXG,Custom,CSTMC,120,TONS,23,15
Roof Top Unit,RTU,SM,Air Handling Units,Air Handling Units,Roof Top Unit,RTU,RTU,H,"DX, Gas-Fired",DXG,Custom,CST,150,TONS,23,15
Roof Top Unit,RTU,SM,Air Handling Units,Air Handling Units,Roof Top Unit,RTU,RTU,H,"DX, Gas-Fired",DXG,Custom,CSTMC,150,TONS,26,15
Roof Top Unit,RTU,SM,Air Handling Units,Air Handling Units,Roof Top Unit,RTU,RTU,H,"DX, Gas-Fired",DXG,Custom,CST,200,TONS,27,15
Roof Top Unit,RTU,SM,Air Handling Units,Air Handling Units,Roof Top Unit,RTU,RTU,H,"DX, Gas-Fired",DXG,Custom,CSTMC,200,TONS,30,15
Roof Top Unit,RTU,SM,Air Handling Units,Air Handling Units,Roof Top Unit,RTU,RTU,H,"DX, Gas-Fired",DXG,Packaged,PKG,5,TONS,6,15
Roof Top Unit,RTU,SM,Air Handling Units,Air Handling Units,Roof Top Unit,RTU,RTU,H,"DX, Gas-Fired",DXG,Packaged,PKGMC,5,TONS,7,15
Roof Top Unit,RTU,SM,Air Handling Units,Air Handling Units,Roof Top Unit,RTU,RTU,H,"DX, Gas-Fired",DXG,Packaged,PKG,10,TONS,8,15
Roof Top Unit,RTU,SM,Air Handling Units,Air Handling Units,Roof Top Unit,RTU,RTU,H,"DX, Gas-Fired",DXG,Packaged,PKG,15,TONS,8,15
Roof Top Unit,RTU,SM,Air Handling Units,Air Handling Units,Roof Top Unit,RTU,RTU,H,"DX, Gas-Fired",DXG,Packaged,PKGMC,15,TONS,10,15
Roof Top Unit,RTU,SM,Air Handling Units,Air Handling Units,Roof Top Unit,RTU,RTU,H,"DX, Gas-Fired",DXG,Packaged,PKG,30,TONS,11,15
Roof Top Unit,RTU,SM,Air Handling Units,Air Handling Units,Roof Top Unit,RTU,RTU,H,"DX, Gas-Fired",DXG,Packaged,PKGMC,30,TONS,13,15
Roof Top Unit,RTU,SM,Air Handling Units,Air Handling Units,Roof Top Unit,RTU,RTU,H,"DX, Gas-Fired",DXG,Packaged,PKG,60,TONS,15,15
Roof Top Unit,RTU,SM,Air Handling Units,Air Handling Units,Roof Top Unit,RTU,RTU,H,"DX, Gas-Fired",DXG,Packaged,PKGMC,60,TONS,17,15
Roof Top Unit,RTU,SM,Air Handling Units,Air Handling Units,Roof Top Unit,RTU,RTU,H,"DX, Gas-Fired",DXG,Packaged,PKG,90,TONS,18,15
Roof Top Unit,RTU,SM,Air Handling Units,Air Handling Units,Roof Top Unit,RTU,RTU,H,"DX, Gas-Fired",DXG,Packaged,PKGMC,90,TONS,20,15
Roof Top Unit,RTU,SM,Air Handling Units,Air Handling Units,Roof Top Unit,RTU,RTU,H,"DX, Gas-Fired",DXG,Packaged,PKG,120,TONS,21,15
Roof Top Unit,RTU,SM,Air Handling Units,Air Handling Units,Roof Top Unit,RTU,RTU,H,"DX, Gas-Fired",DXG,Packaged,PKGMC,120,TONS,23,15
Roof Top Unit,RTU,SM,Air Handling Units,Air Handling Units,Roof Top Unit,RTU,RTU,H,"DX, Gas-Fired",DXG,Packaged,PKG,150,TONS,23,15
Roof Top Unit,RTU,SM,Air Handling Units,Air Handling Units,Roof Top Unit,RTU,RTU,H,"DX, Gas-Fired",DXG,Packaged,PKGMC,150,TONS,26,15
Roof Top Unit,RTU,SM,Air Handling Units,Air Handling Units,Roof Top Unit,RTU,RTU,H,"DX, Gas-Fired",DXG,Packaged,PKG,200,TONS,27,15
Roof Top Unit,RTU,SM,Air Handling Units,Air Handling Units,Roof Top Unit,RTU,RTU,H,"DX, Gas-Fired",DXG,Packaged,PKGMC,200,TONS,30,15
Roof Top Unit,RTU,SM,Air Handling Units,Air Handling Units,Roof Top Unit,RTU,RTU,H,"DX, Heating Water",DXH,Custom,CST,5,TONS,3,15
Roof Top Unit,RTU,SM,Air Handling Units,Air Handling Units,Roof Top Unit,RTU,RTU,H,"DX, Heating Water",DXH,Custom,CSTMC,5,TONS,4,15
Roof Top Unit,RTU,SM,Air Handling Units,Air Handling Units,Roof Top Unit,RTU,RTU,H,"DX, Heating Water",DXH,Custom,CST,10,TONS,8,15
Roof Top Unit,RTU,SM,Air Handling Units,Air Handling Units,Roof Top Unit,RTU,RTU,H,"DX, Heating Water",DXH,Custom,CST,15,TONS,4,15
Roof Top Unit,RTU,SM,Air Handling Units,Air Handling Units,Roof Top Unit,RTU,RTU,H,"DX, Heating Water",DXH,Custom,CSTMC,15,TONS,5,15
Roof Top Unit,RTU,SM,Air Handling Units,Air Handling Units,Roof Top Unit,RTU,RTU,H,"DX, Heating Water",DXH,Custom,CST,30,TONS,6,15
Roof Top Unit,RTU,SM,Air Handling Units,Air Handling Units,Roof Top Unit,RTU,RTU,H,"DX, Heating Water",DXH,Custom,CSTMC,30,TONS,6,15
Roof Top Unit,RTU,SM,Air Handling Units,Air Handling Units,Roof Top Unit,RTU,RTU,H,"DX, Heating Water",DXH,Custom,CST,60,TONS,9,15
Roof Top Unit,RTU,SM,Air Handling Units,Air Handling Units,Roof Top Unit,RTU,RTU,H,"DX, Heating Water",DXH,Custom,CSTMC,60,TONS,10,15
Roof Top Unit,RTU,SM,Air Handling Units,Air Handling Units,Roof Top Unit,RTU,RTU,H,"DX, Heating Water",DXH,Custom,CST,90,TONS,11,15
Roof Top Unit,RTU,SM,Air Handling Units,Air Handling Units,Roof Top Unit,RTU,RTU,H,"DX, Heating Water",DXH,Custom,CSTMC,90,TONS,12,15
Roof Top Unit,RTU,SM,Air Handling Units,Air Handling Units,Roof Top Unit,RTU,RTU,H,"DX, Heating Water",DXH,Custom,CST,120,TONS,14,15
Roof Top Unit,RTU,SM,Air Handling Units,Air Handling Units,Roof Top Unit,RTU,RTU,H,"DX, Heating Water",DXH,Custom,CSTMC,120,TONS,14,15
Roof Top Unit,RTU,SM,Air Handling Units,Air Handling Units,Roof Top Unit,RTU,RTU,H,"DX, Heating Water",DXH,Custom,CST,150,TONS,16,15
Roof Top Unit,RTU,SM,Air Handling Units,Air Handling Units,Roof Top Unit,RTU,RTU,H,"DX, Heating Water",DXH,Custom,CSTMC,150,TONS,16,15
Roof Top Unit,RTU,SM,Air Handling Units,Air Handling Units,Roof Top Unit,RTU,RTU,H,"DX, Heating Water",DXH,Custom,CST,200,TONS,20,15
Roof Top Unit,RTU,SM,Air Handling Units,Air Handling Units,Roof Top Unit,RTU,RTU,H,"DX, Heating Water",DXH,Custom,CSTMC,200,TONS,21,15
Roof Top Unit,RTU,SM,Air Handling Units,Air Handling Units,Roof Top Unit,RTU,RTU,H,"DX, Heating Water",DXH,Packaged,PKG,5,TONS,3,15
Roof Top Unit,RTU,SM,Air Handling Units,Air Handling Units,Roof Top Unit,RTU,RTU,H,"DX, Heating Water",DXH,Packaged,PKGMC,5,TONS,4,15
Roof Top Unit,RTU,SM,Air Handling Units,Air Handling Units,Roof Top Unit,RTU,RTU,H,"DX, Heating Water",DXH,Packaged,PKG,10,TONS,8,15
Roof Top Unit,RTU,SM,Air Handling Units,Air Handling Units,Roof Top Unit,RTU,RTU,H,"DX, Heating Water",DXH,Packaged,PKG,15,TONS,8,15
Roof Top Unit,RTU,SM,Air Handling Units,Air Handling Units,Roof Top Unit,RTU,RTU,H,"DX, Heating Water",DXH,Packaged,PKGMC,15,TONS,5,15
Roof Top Unit,RTU,SM,Air Handling Units,Air Handling Units,Roof Top Unit,RTU,RTU,H,"DX, Heating Water",DXH,Packaged,PKG,30,TONS,6,15
Roof Top Unit,RTU,SM,Air Handling Units,Air Handling Units,Roof Top Unit,RTU,RTU,H,"DX, Heating Water",DXH,Packaged,PKGMC,30,TONS,6,15
Roof Top Unit,RTU,SM,Air Handling Units,Air Handling Units,Roof Top Unit,RTU,RTU,H,"DX, Heating Water",DXH,Packaged,PKG,60,TONS,9,15
Roof Top Unit,RTU,SM,Air Handling Units,Air Handling Units,Roof Top Unit,RTU,RTU,H,"DX, Heating Water",DXH,Packaged,PKGMC,60,TONS,10,15
Roof Top Unit,RTU,SM,Air Handling Units,Air Handling Units,Roof Top Unit,RTU,RTU,H,"DX, Heating Water",DXH,Packaged,PKG,90,TONS,11,15
Roof Top Unit,RTU,SM,Air Handling Units,Air Handling Units,Roof Top Unit,RTU,RTU,H,"DX, Heating Water",DXH,Packaged,PKGMC,90,TONS,12,15
Roof Top Unit,RTU,SM,Air Handling Units,Air Handling Units,Roof Top Unit,RTU,RTU,H,"DX, Heating Water",DXH,Packaged,PKG,120,TONS,14,15
Roof Top Unit,RTU,SM,Air Handling Units,Air Handling Units,Roof Top Unit,RTU,RTU,H,"DX, Heating Water",DXH,Packaged,PKGMC,120,TONS,14,15
Roof Top Unit,RTU,SM,Air Handling Units,Air Handling Units,Roof Top Unit,RTU,RTU,H,"DX, Heating Water",DXH,Packaged,PKG,150,TONS,16,15
Roof Top Unit,RTU,SM,Air Handling Units,Air Handling Units,Roof Top Unit,RTU,RTU,H,"DX, Heating Water",DXH,Packaged,PKGMC,150,TONS,16,15
Roof Top Unit,RTU,SM,Air Handling Units,Air Handling Units,Roof Top Unit,RTU,RTU,H,"DX, Heating Water",DXH,Packaged,PKG,200,TONS,20,15
Roof Top Unit,RTU,SM,Air Handling Units,Air Handling Units,Roof Top Unit,RTU,RTU,H,"DX, Heating Water",DXH,Packaged,PKGMC,200,TONS,21,15
Roof Top Unit,RTU,SM,Air Handling Units,Air Handling Units,Roof Top Unit,RTU,RTU,H,Heat Pump,HP,Packaged,PKG,5,TONS,4,15
Roof Top Unit,RTU,SM,Air Handling Units,Air Handling Units,Roof Top Unit,RTU,RTU,H,Heat Pump,HP,Packaged,PKG,10,TONS,4,15
Roof Top Unit,RTU,SM,Air Handling Units,Air Handling Units,Roof Top Unit,RTU,RTU,H,Heat Pump,HP,Packaged,PKG,15,TONS,5,15
Roof Top Unit,RTU,SM,Air Handling Units,Air Handling Units,Roof Top Unit,RTU,RTU,H,Heat Pump,HP,Packaged,PKG,30,TONS,6,15
Roof Top Unit,RTU,SM,Air Handling Units,Air Handling Units,Roof Top Unit,RTU,RTU,H,Heat Pump,HP,Packaged,PKG,60,TONS,10,15
Roof Top Unit,RTU,SM,Air Handling Units,Air Handling Units,Roof Top Unit,RTU,RTU,H,Heat Pump,HP,Packaged,PKG,90,TONS,12,15
Roof Top Unit,RTU,SM,Air Handling Units,Air Handling Units,Roof Top Unit,RTU,RTU,H,Heat Pump,HP,Packaged,PKG,120,TONS,14,15
Roof Top Unit,RTU,SM,Air Handling Units,Air Handling Units,Roof Top Unit,RTU,RTU,H,Heat Pump,HP,Packaged,PKG,150,TONS,16,15
Roof Top Unit,RTU,SM,Air Handling Units,Air Handling Units,Roof Top Unit,RTU,RTU,H,Heat Pump,HP,Packaged,PKG,200,TONS,21,15
Roof Top Unit,RTU,SM,Air Handling Units,Air Handling Units,Roof Top Unit,RTU,RTU,H,Other,OTH,Custom,CST,5,TONS,5,15
Roof Top Unit,RTU,SM,Air Handling Units,Air Handling Units,Roof Top Unit,RTU,RTU,H,Other,OTH,Custom,CST,10,TONS,6,15
Roof Top Unit,RTU,SM,Air Handling Units,Air Handling Units,Roof Top Unit,RTU,RTU,H,Other,OTH,Custom,CST,15,TONS,6,15
Roof Top Unit,RTU,SM,Air Handling Units,Air Handling Units,Roof Top Unit,RTU,RTU,H,Other,OTH,Custom,CST,30,TONS,8,15
Roof Top Unit,RTU,SM,Air Handling Units,Air Handling Units,Roof Top Unit,RTU,RTU,H,Other,OTH,Custom,CST,60,TONS,10,15
Roof Top Unit,RTU,SM,Air Handling Units,Air Handling Units,Roof Top Unit,RTU,RTU,H,Other,OTH,Custom,CST,90,TONS,13,15
Roof Top Unit,RTU,SM,Air Handling Units,Air Handling Units,Roof Top Unit,RTU,RTU,H,Other,OTH,Custom,CST,120,TONS,16,15
Roof Top Unit,RTU,SM,Air Handling Units,Air Handling Units,Roof Top Unit,RTU,RTU,H,Other,OTH,Custom,CST,150,TONS,20,15
Roof Top Unit,RTU,SM,Air Handling Units,Air Handling Units,Roof Top Unit,RTU,RTU,H,Other,OTH,Custom,CST,200,TONS,24,15
Roof Top Unit,RTU,SM,Air Handling Units,Air Handling Units,Roof Top Unit,RTU,RTU,H,Other,OTH,Packaged,PKG,5,TONS,5,15
Roof Top Unit,RTU,SM,Air Handling Units,Air Handling Units,Roof Top Unit,RTU,RTU,H,Other,OTH,Packaged,PKG,10,TONS,6,15
Roof Top Unit,RTU,SM,Air Handling Units,Air Handling Units,Roof Top Unit,RTU,RTU,H,Other,OTH,Packaged,PKG,15,TONS,6,15
Roof Top Unit,RTU,SM,Air Handling Units,Air Handling Units,Roof Top Unit,RTU,RTU,H,Other,OTH,Packaged,PKG,30,TONS,8,15
Roof Top Unit,RTU,SM,Air Handling Units,Air Handling Units,Roof Top Unit,RTU,RTU,H,Other,OTH,Packaged,PKG,60,TONS,10,15
Roof Top Unit,RTU,SM,Air Handling Units,Air Handling Units,Roof Top Unit,RTU,RTU,H,Other,OTH,Packaged,PKG,90,TONS,13,15
Roof Top Unit,RTU,SM,Air Handling Units,Air Handling Units,Roof Top Unit,RTU,RTU,H,Other,OTH,Packaged,PKG,120,TONS,16,15
Roof Top Unit,RTU,SM,Air Handling Units,Air Handling Units,Roof Top Unit,RTU,RTU,H,Other,OTH,Packaged,PKG,150,TONS,20,15
Roof Top Unit,RTU,SM,Air Handling Units,Air Handling Units,Roof Top Unit,RTU,RTU,H,Other,OTH,Packaged,PKG,200,TONS,24,15
Sand/Oil Interceptor,TNK,PL,Sanitary Equipment,Sanitary Waste,Sand/Oil Interceptor,SOI,SOI,P,Sand/Oil Interceptor,SOI,All,,200,GPM,0,20
Sand/Oil Interceptor,TNK,PL,Sanitary Equipment,Sanitary Waste,Sand/Oil Interceptor,SOI,SOI,P,Sand/Oil Interceptor,SOI,All,,500,GPM,0,20
Sand/Oil Interceptor,TNK,PL,Sanitary Equipment,Sanitary Waste,Sand/Oil Interceptor,SOI,SOI,P,Sand/Oil Interceptor,SOI,All,,1000,GPM,0,20
Rear Door Cooler,DCLR,SM,Air Handling System Terminal Equipment,Terminal Equipment,Server Rear Door Cooler,DCLR,Other,H,Water Cooled,WTR,Server,SVR,4,TONS,2,15
Rear Door Cooler,DCLR,SM,Air Handling System Terminal Equipment,Terminal Equipment,Server Rear Door Cooler,DCLR,Other,H,Water Cooled,WTR,Server,SVR,10,TONS,2,15
Fixture,FIX,PL,Fixtures,Fixtures,Service Sink,SS,DMW/WV,P,Domestic Water,DMW,Service Sink,SS,0,N/A,0.5,25
Pump,PMP,PL,Sanitary Equipment,Sanitary Waste,Sewage Ejector Pump,SEP,SEP,P,Sewage Ejector Pump,SEP,Duplex,DPX,2,HP,1,15
Pump,PMP,PL,Sanitary Equipment,Sanitary Waste,Sewage Ejector Pump,SEP,SEP,P,Sewage Ejector Pump,SEP,Duplex,DPX,10,HP,1.5,15
Pump,PMP,PL,Sanitary Equipment,Sanitary Waste,Sewage Ejector Pump,SEP,SEP,P,Sewage Ejector Pump,SEP,Grinder Only,GDR,2,HP,1,15
Pump,PMP,PL,Sanitary Equipment,Sanitary Waste,Sewage Ejector Pump,SEP,SEP,P,Sewage Ejector Pump,SEP,Grinder Only,GDR,10,HP,1.5,15
Pump,PMP,PL,Sanitary Equipment,Sanitary Waste,Sewage Ejector Pump,SEP,SEP,P,Sewage Ejector Pump,SEP,Simplex,SPX,2,HP,1,15
Pump,PMP,PL,Sanitary Equipment,Sanitary Waste,Sewage Ejector Pump,SEP,SEP,P,Sewage Ejector Pump,SEP,Simplex,SPX,10,HP,1.5,15
Fixture,FIX,PL,Fixtures,Fixtures,Shower,SHR,DMW/WV,P,Domestic Water,DMW,Shower,SHR,0,N/A,0.5,20
Accessory,ACC,SM,SM Accessories,SM Accessories,Sidewall Grille,SG,GRD-SG,H,"Grilles, Registers, Diffusers",GRD,Sidewall Grille,SG,8,INCHES,0,27
Accessory,ACC,SM,SM Accessories,SM Accessories,Sidewall Grille,SG,GRD-SG,H,"Grilles, Registers, Diffusers",GRD,Sidewall Grille,SG,12,INCHES,0,27
Accessory,ACC,SM,SM Accessories,SM Accessories,Sidewall Grille,SG,GRD-SG,H,"Grilles, Registers, Diffusers",GRD,Sidewall Grille,SG,16,INCHES,0,27
Accessory,ACC,SM,SM Accessories,SM Accessories,Sidewall Grille,SG,GRD-SG,H,"Grilles, Registers, Diffusers",GRD,Sidewall Grille,SG,24,INCHES,0,27
Fixture,FIX,PL,Fixtures,Fixtures,Sink,SK,DMW/WV,P,Domestic Water,DMW,Sink,SK,0,N/A,0.5,25
Accessory,ACC,SM,SM Accessories,SM Accessories,Slot Diffuser,SD,GRD-SD,H,"Grilles, Registers, Diffusers",GRD,Slot Diffuser,SD,8,INCHES,0,27
Accessory,ACC,SM,SM Accessories,SM Accessories,Slot Diffuser,SD,GRD-SD,H,"Grilles, Registers, Diffusers",GRD,Slot Diffuser,SD,12,INCHES,0,27
Accessory,ACC,SM,SM Accessories,SM Accessories,Slot Diffuser,SD,GRD-SD,H,"Grilles, Registers, Diffusers",GRD,Slot Diffuser,SD,16,INCHES,0,27
Accessory,ACC,SM,SM Accessories,SM Accessories,Slot Diffuser,SD,GRD-SD,H,"Grilles, Registers, Diffusers",GRD,Slot Diffuser,SD,24,INCHES,0,27
Fan,FAN,SM,SM Equipment,Fans,Smoke Exhaust Fan,SEF,SEF,H,Smoke Exhaust,SMEX,Inline,INL,1000,CFM,1.5,15
Fan,FAN,SM,SM Equipment,Fans,Smoke Exhaust Fan,SEF,SEF,H,Smoke Exhaust,SMEX,Inline,INL,2000,CFM,1.5,15
Fan,FAN,SM,SM Equipment,Fans,Smoke Exhaust Fan,SEF,SEF,H,Smoke Exhaust,SMEX,Inline,INL,5000,CFM,1.5,15
Fan,FAN,SM,SM Equipment,Fans,Smoke Exhaust Fan,SEF,SEF,H,Smoke Exhaust,SMEX,Inline,INL,7500,CFM,1.5,15
Fan,FAN,SM,SM Equipment,Fans,Smoke Exhaust Fan,SEF,SEF,H,Smoke Exhaust,SMEX,Inline,INL,10000,CFM,1.5,15
Fan,FAN,SM,SM Equipment,Fans,Smoke Exhaust Fan,SEF,SEF,H,Smoke Exhaust,SMEX,Inline,INL,15000,CFM,1.5,15
Fan,FAN,SM,SM Equipment,Fans,Smoke Exhaust Fan,SEF,SEF,H,Smoke Exhaust,SMEX,Inline,INL,20000,CFM,1.5,15
Fan,FAN,SM,SM Equipment,Fans,Smoke Exhaust Fan,SEF,SEF,H,Smoke Exhaust,SMEX,Inline,INL,25000,CFM,1.5,15
Fan,FAN,SM,SM Equipment,Fans,Smoke Exhaust Fan,SEF,SEF,H,Smoke Exhaust,SMEX,Inline,INL,30000,CFM,1.5,15
Fan,FAN,SM,SM Equipment,Fans,Smoke Exhaust Fan,SEF,SEF,H,Smoke Exhaust,SMEX,Inline,INL,40000,CFM,1.5,15
Fan,FAN,SM,SM Equipment,Fans,Smoke Exhaust Fan,SEF,SEF,H,Smoke Exhaust,SMEX,Inline,INL,50000,CFM,2,15
Fan,FAN,SM,SM Equipment,Fans,Smoke Exhaust Fan,SEF,SEF,H,Smoke Exhaust,SMEX,Inline,INL,60000,CFM,2,15
Fan,FAN,SM,SM Equipment,Fans,Smoke Exhaust Fan,SEF,SEF,H,Smoke Exhaust,SMEX,Inline,INL,80000,CFM,2,15
Fan,FAN,SM,SM Equipment,Fans,Smoke Exhaust Fan,SEF,SEF,H,Smoke Exhaust,SMEX,Inline,INL,100000,CFM,2,15
Fan,FAN,SM,SM Equipment,Fans,Smoke Exhaust Fan,SEF,SEF,H,Smoke Exhaust,SMEX,Utility Set,UTY,1000,CFM,1.5,20
Fan,FAN,SM,SM Equipment,Fans,Smoke Exhaust Fan,SEF,SEF,H,Smoke Exhaust,SMEX,Utility Set,UTY,2000,CFM,1.5,20
Fan,FAN,SM,SM Equipment,Fans,Smoke Exhaust Fan,SEF,SEF,H,Smoke Exhaust,SMEX,Utility Set,UTY,5000,CFM,1.5,20
Fan,FAN,SM,SM Equipment,Fans,Smoke Exhaust Fan,SEF,SEF,H,Smoke Exhaust,SMEX,Utility Set,UTY,7500,CFM,1.5,20
Fan,FAN,SM,SM Equipment,Fans,Smoke Exhaust Fan,SEF,SEF,H,Smoke Exhaust,SMEX,Utility Set,UTY,10000,CFM,1.5,20
Fan,FAN,SM,SM Equipment,Fans,Smoke Exhaust Fan,SEF,SEF,H,Smoke Exhaust,SMEX,Utility Set,UTY,15000,CFM,1.5,20
Fan,FAN,SM,SM Equipment,Fans,Smoke Exhaust Fan,SEF,SEF,H,Smoke Exhaust,SMEX,Utility Set,UTY,20000,CFM,1.5,20
Fan,FAN,SM,SM Equipment,Fans,Smoke Exhaust Fan,SEF,SEF,H,Smoke Exhaust,SMEX,Utility Set,UTY,25000,CFM,1.5,20
Fan,FAN,SM,SM Equipment,Fans,Smoke Exhaust Fan,SEF,SEF,H,Smoke Exhaust,SMEX,Utility Set,UTY,30000,CFM,1.5,20
Fan,FAN,SM,SM Equipment,Fans,Smoke Exhaust Fan,SEF,SEF,H,Smoke Exhaust,SMEX,Utility Set,UTY,40000,CFM,1.5,20
Fan,FAN,SM,SM Equipment,Fans,Smoke Exhaust Fan,SEF,SEF,H,Smoke Exhaust,SMEX,Utility Set,UTY,50000,CFM,2,20
Fan,FAN,SM,SM Equipment,Fans,Smoke Exhaust Fan,SEF,SEF,H,Smoke Exhaust,SMEX,Utility Set,UTY,60000,CFM,2,20
Fan,FAN,SM,SM Equipment,Fans,Smoke Exhaust Fan,SEF,SEF,H,Smoke Exhaust,SMEX,Utility Set,UTY,80000,CFM,2,20
Fan,FAN,SM,SM Equipment,Fans,Smoke Exhaust Fan,SEF,SEF,H,Smoke Exhaust,SMEX,Utility Set,UTY,100000,CFM,2,20
Accessory,ACC,SM,SM Accessories,SM Accessories,Sound Attenuator,Sound,SATT,H,Sound Attenuator,SATT,All,,12,INCHES,0,25
Accessory,ACC,SM,SM Accessories,SM Accessories,Sound Attenuator,Sound,SATT,H,Sound Attenuator,SATT,All,,16,INCHES,0,25
Accessory,ACC,SM,SM Accessories,SM Accessories,Sound Attenuator,Sound,SATT,H,Sound Attenuator,SATT,All,,24,INCHES,0,25
Accessory,ACC,SM,SM Accessories,SM Accessories,Sound Attenuator,Sound,SATT,H,Sound Attenuator,SATT,All,,36,INCHES,0,25
Accessory,ACC,SM,SM Accessories,SM Accessories,Sound Attenuator,Sound,SATT,H,Sound Attenuator,SATT,All,,48,INCHES,0,25
Accessory,ACC,SM,SM Accessories,SM Accessories,Sound Attenuator,Sound,SATT,H,Sound Attenuator,SATT,All,,60,INCHES,0,25
Accessory,ACC,SM,SM Accessories,SM Accessories,Sound Boot,Sound,GRD-Sound,H,Sound Boot,SBT,All,,8,INCHES,0,25
Accessory,ACC,SM,SM Accessories,SM Accessories,Sound Boot,Sound,GRD-Sound,H,Sound Boot,SBT,All,,12,INCHES,0,25
Accessory,ACC,SM,SM Accessories,SM Accessories,Sound Boot,Sound,GRD-Sound,H,Sound Boot,SBT,All,,16,INCHES,0,25
Accessory,ACC,SM,SM Accessories,SM Accessories,Sound Boot,Sound,GRD-Sound,H,Sound Boot,SBT,All,,24,INCHES,0,25
Accessory,ACC,PL,Sanitary Equipment,Sanitary Waste,Specialty Trap,TRAP,Other,P,Trap,TRAP,Specialty,SP,2,GAL,0.5,10
Accessory,ACC,PL,Sanitary Equipment,Sanitary Waste,Specialty Trap,TRAP,Other,P,Trap,TRAP,Specialty,SP,4,GAL,0.5,10
Fan,FAN,SM,SM Equipment,Fans,Stairway Pressurization Fan,SPF,GEF,H,Supply Fan,STSU,Inline,INL,1000,CFM,1.5,15
Fan,FAN,SM,SM Equipment,Fans,Stairway Pressurization Fan,SPF,GEF,H,Supply Fan,STSU,Inline,INL,2000,CFM,1.5,15
Fan,FAN,SM,SM Equipment,Fans,Stairway Pressurization Fan,SPF,GEF,H,Supply Fan,STSU,Inline,INL,5000,CFM,1.5,15
Fan,FAN,SM,SM Equipment,Fans,Stairway Pressurization Fan,SPF,GEF,H,Supply Fan,STSU,Inline,INL,7500,CFM,1.5,15
Fan,FAN,SM,SM Equipment,Fans,Stairway Pressurization Fan,SPF,GEF,H,Supply Fan,STSU,Inline,INL,10000,CFM,1.5,15
Fan,FAN,SM,SM Equipment,Fans,Stairway Pressurization Fan,SPF,GEF,H,Supply Fan,STSU,Inline,INL,15000,CFM,1.5,15
Fan,FAN,SM,SM Equipment,Fans,Stairway Pressurization Fan,SPF,GEF,H,Supply Fan,STSU,Inline,INL,20000,CFM,1.5,15
Fan,FAN,SM,SM Equipment,Fans,Stairway Pressurization Fan,SPF,GEF,H,Supply Fan,STSU,Inline,INL,25000,CFM,1.5,15
Fan,FAN,SM,SM Equipment,Fans,Stairway Pressurization Fan,SPF,GEF,H,Supply Fan,STSU,Inline,INL,30000,CFM,1.5,15
Fan,FAN,SM,SM Equipment,Fans,Stairway Pressurization Fan,SPF,GEF,H,Supply Fan,STSU,Inline,INL,40000,CFM,1.5,15
Fan,FAN,SM,SM Equipment,Fans,Stairway Pressurization Fan,SPF,GEF,H,Supply Fan,STSU,Inline,INL,50000,CFM,2,15
Fan,FAN,SM,SM Equipment,Fans,Stairway Pressurization Fan,SPF,GEF,H,Supply Fan,STSU,Inline,INL,60000,CFM,2,15
Fan,FAN,SM,SM Equipment,Fans,Stairway Pressurization Fan,SPF,GEF,H,Supply Fan,STSU,Inline,INL,80000,CFM,2,15
Fan,FAN,SM,SM Equipment,Fans,Stairway Pressurization Fan,SPF,GEF,H,Supply Fan,STSU,Inline,INL,100000,CFM,2,15
Fan,FAN,SM,SM Equipment,Fans,Stairway Pressurization Fan,SPF,GEF,H,Supply Fan,STSU,Utility Set,UTY,1000,CFM,1.5,20
Fan,FAN,SM,SM Equipment,Fans,Stairway Pressurization Fan,SPF,GEF,H,Supply Fan,STSU,Utility Set,UTY,2000,CFM,1.5,20
Fan,FAN,SM,SM Equipment,Fans,Stairway Pressurization Fan,SPF,GEF,H,Supply Fan,STSU,Utility Set,UTY,5000,CFM,1.5,20
Fan,FAN,SM,SM Equipment,Fans,Stairway Pressurization Fan,SPF,GEF,H,Supply Fan,STSU,Utility Set,UTY,7500,CFM,1.5,20
Fan,FAN,SM,SM Equipment,Fans,Stairway Pressurization Fan,SPF,GEF,H,Supply Fan,STSU,Utility Set,UTY,10000,CFM,1.5,20
Fan,FAN,SM,SM Equipment,Fans,Stairway Pressurization Fan,SPF,GEF,H,Supply Fan,STSU,Utility Set,UTY,15000,CFM,1.5,20
Fan,FAN,SM,SM Equipment,Fans,Stairway Pressurization Fan,SPF,GEF,H,Supply Fan,STSU,Utility Set,UTY,20000,CFM,1.5,20
Fan,FAN,SM,SM Equipment,Fans,Stairway Pressurization Fan,SPF,GEF,H,Supply Fan,STSU,Utility Set,UTY,25000,CFM,1.5,20
Fan,FAN,SM,SM Equipment,Fans,Stairway Pressurization Fan,SPF,GEF,H,Supply Fan,STSU,Utility Set,UTY,30000,CFM,1.5,20
Fan,FAN,SM,SM Equipment,Fans,Stairway Pressurization Fan,SPF,GEF,H,Supply Fan,STSU,Utility Set,UTY,40000,CFM,1.5,20
Fan,FAN,SM,SM Equipment,Fans,Stairway Pressurization Fan,SPF,GEF,H,Supply Fan,STSU,Utility Set,UTY,50000,CFM,2,20
Fan,FAN,SM,SM Equipment,Fans,Stairway Pressurization Fan,SPF,GEF,H,Supply Fan,STSU,Utility Set,UTY,60000,CFM,2,20
Boiler,BLR,PF,Steam Boiler Plant,Steam,Steam Boiler,SB,SB,H,Steam,STM,Cast Iron Sectional,CISOIL,500,MBH,8,35
Boiler,BLR,PF,Steam Boiler Plant,Steam,Steam Boiler,SB,SB,H,Steam,STM,Cast Iron Sectional,CISGAS,500,MBH,8,35
Boiler,BLR,PF,Steam Boiler Plant,Steam,Steam Boiler,SB,SB,H,Steam,STM,Cast Iron Sectional,CISOIL,1000,MBH,11,35
Boiler,BLR,PF,Steam Boiler Plant,Steam,Steam Boiler,SB,SB,H,Steam,STM,Cast Iron Sectional,CISGAS,1000,MBH,11,35
Boiler,BLR,PF,Steam Boiler Plant,Steam,Steam Boiler,SB,SB,H,Steam,STM,Cast Iron Sectional,CISOIL,2000,MBH,19,35
Boiler,BLR,PF,Steam Boiler Plant,Steam,Steam Boiler,SB,SB,H,Steam,STM,Cast Iron Sectional,CISGAS,2000,MBH,19,35
Boiler,BLR,PF,Steam Boiler Plant,Steam,Steam Boiler,SB,SB,H,Steam,STM,Cast Iron Sectional,CISOIL,3000,MBH,27,35
Boiler,BLR,PF,Steam Boiler Plant,Steam,Steam Boiler,SB,SB,H,Steam,STM,Cast Iron Sectional,CISGAS,3000,MBH,27,35
Boiler,BLR,PF,Steam Boiler Plant,Steam,Steam Boiler,SB,SB,H,Steam,STM,Cast Iron Sectional,CISOIL,4000,MBH,32,35
Boiler,BLR,PF,Steam Boiler Plant,Steam,Steam Boiler,SB,SB,H,Steam,STM,Cast Iron Sectional,CISGAS,4000,MBH,32,35
Boiler,BLR,PF,Steam Boiler Plant,Steam,Steam Boiler,SB,SB,H,Steam,STM,Cast Iron Sectional,CISOIL,5000,MBH,35,35
Boiler,BLR,PF,Steam Boiler Plant,Steam,Steam Boiler,SB,SB,H,Steam,STM,Cast Iron Sectional,CISGAS,5000,MBH,35,35
Boiler,BLR,PF,Steam Boiler Plant,Steam,Steam Boiler,SB,SB,H,Steam,STM,Cast Iron Sectional,CISOIL,6000,MBH,37,35
Boiler,BLR,PF,Steam Boiler Plant,Steam,Steam Boiler,SB,SB,H,Steam,STM,Cast Iron Sectional,CISGAS,6000,MBH,37,35
Boiler,BLR,PF,Steam Boiler Plant,Steam,Steam Boiler,SB,SB,H,Steam,STM,Cast Iron Sectional,CISOIL,7000,MBH,39,35
Boiler,BLR,PF,Steam Boiler Plant,Steam,Steam Boiler,SB,SB,H,Steam,STM,Cast Iron Sectional,CISGAS,7000,MBH,39,35
Boiler,BLR,PF,Steam Boiler Plant,Steam,Steam Boiler,SB,SB,H,Steam,STM,Cast Iron Sectional,CISOIL,8000,MBH,40,35
Boiler,BLR,PF,Steam Boiler Plant,Steam,Steam Boiler,SB,SB,H,Steam,STM,Cast Iron Sectional,CISGAS,8000,MBH,40,35
Boiler,BLR,PF,Steam Boiler Plant,Steam,Steam Boiler,SB,SB,H,Steam,STM,Copper Water Tube,CWTOIL,500,MBH,8,20
Boiler,BLR,PF,Steam Boiler Plant,Steam,Steam Boiler,SB,SB,H,Steam,STM,Copper Water Tube,CWTGAS,500,MBH,8,20
Boiler,BLR,PF,Steam Boiler Plant,Steam,Steam Boiler,SB,SB,H,Steam,STM,Copper Water Tube,CWTOIL,1000,MBH,11,20
Boiler,BLR,PF,Steam Boiler Plant,Steam,Steam Boiler,SB,SB,H,Steam,STM,Copper Water Tube,CWTGAS,1000,MBH,11,20
Boiler,BLR,PF,Steam Boiler Plant,Steam,Steam Boiler,SB,SB,H,Steam,STM,Copper Water Tube,CWTOIL,1500,MBH,15,20
Boiler,BLR,PF,Steam Boiler Plant,Steam,Steam Boiler,SB,SB,H,Steam,STM,Copper Water Tube,CWTGAS,1500,MBH,15,20
Boiler,BLR,PF,Steam Boiler Plant,Steam,Steam Boiler,SB,SB,H,Steam,STM,Copper Water Tube,CWTOIL,2000,MBH,19,20
Boiler,BLR,PF,Steam Boiler Plant,Steam,Steam Boiler,SB,SB,H,Steam,STM,Copper Water Tube,CWTGAS,2000,MBH,19,20
Boiler,BLR,PF,Steam Boiler Plant,Steam,Steam Boiler,SB,SB,H,Steam,STM,Copper Water Tube,CWTOIL,3000,MBH,27,20
Boiler,BLR,PF,Steam Boiler Plant,Steam,Steam Boiler,SB,SB,H,Steam,STM,Copper Water Tube,CWTGAS,3000,MBH,27,20
Boiler,BLR,PF,Steam Boiler Plant,Steam,Steam Boiler,SB,SB,H,Steam,STM,Copper Water Tube,CWTOIL,4000,MBH,32,20
Boiler,BLR,PF,Steam Boiler Plant,Steam,Steam Boiler,SB,SB,H,Steam,STM,Copper Water Tube,CWTGAS,4000,MBH,32,20
Boiler,BLR,PF,Steam Boiler Plant,Steam,Steam Boiler,SB,SB,H,Steam,STM,Copper Water Tube,CWTOIL,5000,MBH,35,20
Boiler,BLR,PF,Steam Boiler Plant,Steam,Steam Boiler,SB,SB,H,Steam,STM,Copper Water Tube,CWTGAS,5000,MBH,35,20
Boiler,BLR,PF,Steam Boiler Plant,Steam,Steam Boiler,SB,SB,H,Steam,STM,Electric,ELE,500,MBH,5,15
Boiler,BLR,PF,Steam Boiler Plant,Steam,Steam Boiler,SB,SB,H,Steam,STM,Electric,ELE,1000,MBH,7,15
Boiler,BLR,PF,Steam Boiler Plant,Steam,Steam Boiler,SB,SB,H,Steam,STM,Electric,ELE,2000,MBH,12,15
Boiler,BLR,PF,Steam Boiler Plant,Steam,Steam Boiler,SB,SB,H,Steam,STM,Electric,ELE,4000,MBH,20,15
Boiler,BLR,PF,Steam Boiler Plant,Steam,Steam Boiler,SB,SB,H,Steam,STM,Electric,ELE,6000,MBH,22,15
Boiler,BLR,PF,Steam Boiler Plant,Steam,Steam Boiler,SB,SB,H,Steam,STM,Electric,ELE,8000,MBH,25,15
Boiler,BLR,PF,Steam Boiler Plant,Steam,Steam Boiler,SB,SB,H,Steam,STM,Electric,ELE,10000,MBH,26,15
Boiler,BLR,PF,Steam Boiler Plant,Steam,Steam Boiler,SB,SB,H,Steam,STM,Packaged Fire Tube,PFTGAS,3000,MBH,30,25
Boiler,BLR,PF,Steam Boiler Plant,Steam,Steam Boiler,SB,SB,H,Steam,STM,Packaged Fire Tube,PFTOIL,3000,MBH,34,25
Boiler,BLR,PF,Steam Boiler Plant,Steam,Steam Boiler,SB,SB,H,Steam,STM,Packaged Fire Tube,PFTDUAL,3000,MBH,35,25
Boiler,BLR,PF,Steam Boiler Plant,Steam,Steam Boiler,SB,SB,H,Steam,STM,Packaged Fire Tube,PFTGAS,6000,MBH,41,25
Boiler,BLR,PF,Steam Boiler Plant,Steam,Steam Boiler,SB,SB,H,Steam,STM,Packaged Fire Tube,PFTOIL,6000,MBH,45,25
Boiler,BLR,PF,Steam Boiler Plant,Steam,Steam Boiler,SB,SB,H,Steam,STM,Packaged Fire Tube,PFTDUAL,6000,MBH,46,25
Boiler,BLR,PF,Steam Boiler Plant,Steam,Steam Boiler,SB,SB,H,Steam,STM,Packaged Fire Tube,PFTGAS,10000,MBH,49,25
Boiler,BLR,PF,Steam Boiler Plant,Steam,Steam Boiler,SB,SB,H,Steam,STM,Packaged Fire Tube,PFTOIL,10000,MBH,53,25
Boiler,BLR,PF,Steam Boiler Plant,Steam,Steam Boiler,SB,SB,H,Steam,STM,Packaged Fire Tube,PFTDUAL,10000,MBH,54,25
Boiler,BLR,PF,Steam Boiler Plant,Steam,Steam Boiler,SB,SB,H,Steam,STM,Packaged Fire Tube,PFTGAS,15000,MBH,54,25
Boiler,BLR,PF,Steam Boiler Plant,Steam,Steam Boiler,SB,SB,H,Steam,STM,Packaged Fire Tube,PFTOIL,15000,MBH,58,25
Boiler,BLR,PF,Steam Boiler Plant,Steam,Steam Boiler,SB,SB,H,Steam,STM,Packaged Fire Tube,PFTDUAL,15000,MBH,59,25
Boiler,BLR,PF,Steam Boiler Plant,Steam,Steam Boiler,SB,SB,H,Steam,STM,Packaged Fire Tube,PFTGAS,20000,MBH,59,25
Boiler,BLR,PF,Steam Boiler Plant,Steam,Steam Boiler,SB,SB,H,Steam,STM,Packaged Fire Tube,PFTOIL,20000,MBH,62,25
Boiler,BLR,PF,Steam Boiler Plant,Steam,Steam Boiler,SB,SB,H,Steam,STM,Packaged Fire Tube,PFTDUAL,20000,MBH,64,25
Boiler,BLR,PF,Steam Boiler Plant,Steam,Steam Boiler,SB,SB,H,Steam,STM,Packaged Fire Tube,PFTGAS,25000,MBH,64,25
Boiler,BLR,PF,Steam Boiler Plant,Steam,Steam Boiler,SB,SB,H,Steam,STM,Packaged Fire Tube,PFTOIL,25000,MBH,67,25
Boiler,BLR,PF,Steam Boiler Plant,Steam,Steam Boiler,SB,SB,H,Steam,STM,Packaged Fire Tube,PFTDUAL,25000,MBH,69,25
Boiler,BLR,PF,Steam Boiler Plant,Steam,Steam Boiler,SB,SB,H,Steam,STM,Packaged Fire Tube,PFTGAS,30000,MBH,68,25
Boiler,BLR,PF,Steam Boiler Plant,Steam,Steam Boiler,SB,SB,H,Steam,STM,Packaged Fire Tube,PFTOIL,30000,MBH,69,25
Boiler,BLR,PF,Steam Boiler Plant,Steam,Steam Boiler,SB,SB,H,Steam,STM,Packaged Fire Tube,PFTDUAL,30000,MBH,71,25
Boiler,BLR,PF,Steam Boiler Plant,Steam,Steam Boiler,SB,SB,H,Steam,STM,Packaged Fire Tube,PFTGAS,40000,MBH,74,25
Boiler,BLR,PF,Steam Boiler Plant,Steam,Steam Boiler,SB,SB,H,Steam,STM,Packaged Fire Tube,PFTOIL,40000,MBH,73,25
Boiler,BLR,PF,Steam Boiler Plant,Steam,Steam Boiler,SB,SB,H,Steam,STM,Packaged Fire Tube,PFTDUAL,40000,MBH,74,25
Boiler,BLR,PF,Steam Boiler Plant,Steam,Steam Boiler,SB,SB,H,Steam,STM,Packaged Fire Tube,PFTGAS,50000,MBH,81,25
Boiler,BLR,PF,Steam Boiler Plant,Steam,Steam Boiler,SB,SB,H,Steam,STM,Packaged Fire Tube,PFTOIL,50000,MBH,70,25
Boiler,BLR,PF,Steam Boiler Plant,Steam,Steam Boiler,SB,SB,H,Steam,STM,Packaged Fire Tube,PFTDUAL,50000,MBH,81,25
Boiler,BLR,PF,Steam Boiler Plant,Steam,Steam Boiler,SB,SB,H,Steam,STM,Packaged Fire Tube,PFTGAS,60000,MBH,87,25
Boiler,BLR,PF,Steam Boiler Plant,Steam,Steam Boiler,SB,SB,H,Steam,STM,Packaged Fire Tube,PFTOIL,60000,MBH,91,25
Boiler,BLR,PF,Steam Boiler Plant,Steam,Steam Boiler,SB,SB,H,Steam,STM,Packaged Fire Tube,PFTDUAL,60000,MBH,93,25
Boiler,BLR,PF,Steam Boiler Plant,Steam,Steam Boiler,SB,SB,H,Steam,STM,Packaged Flexible Water Tube,PWTGAS,1500,MBH,16,24
Boiler,BLR,PF,Steam Boiler Plant,Steam,Steam Boiler,SB,SB,H,Steam,STM,Packaged Flexible Water Tube,PWTOIL,1500,MBH,19,24
Boiler,BLR,PF,Steam Boiler Plant,Steam,Steam Boiler,SB,SB,H,Steam,STM,Packaged Flexible Water Tube,PWTDUAL,1500,MBH,21,24
Boiler,BLR,PF,Steam Boiler Plant,Steam,Steam Boiler,SB,SB,H,Steam,STM,Packaged Flexible Water Tube,PWTGAS,2000,MBH,21,24
Boiler,BLR,PF,Steam Boiler Plant,Steam,Steam Boiler,SB,SB,H,Steam,STM,Packaged Flexible Water Tube,PWTOIL,2000,MBH,24,24
Boiler,BLR,PF,Steam Boiler Plant,Steam,Steam Boiler,SB,SB,H,Steam,STM,Packaged Flexible Water Tube,PWTDUAL,2000,MBH,25,24
Boiler,BLR,PF,Steam Boiler Plant,Steam,Steam Boiler,SB,SB,H,Steam,STM,Packaged Flexible Water Tube,PWTGAS,3000,MBH,30,24
Boiler,BLR,PF,Steam Boiler Plant,Steam,Steam Boiler,SB,SB,H,Steam,STM,Packaged Flexible Water Tube,PWTOIL,3000,MBH,34,24
Boiler,BLR,PF,Steam Boiler Plant,Steam,Steam Boiler,SB,SB,H,Steam,STM,Packaged Flexible Water Tube,PWTDUAL,3000,MBH,35,24
Boiler,BLR,PF,Steam Boiler Plant,Steam,Steam Boiler,SB,SB,H,Steam,STM,Packaged Flexible Water Tube,PWTGAS,5000,MBH,40,24
Boiler,BLR,PF,Steam Boiler Plant,Steam,Steam Boiler,SB,SB,H,Steam,STM,Packaged Flexible Water Tube,PWTOIL,5000,MBH,43,24
Boiler,BLR,PF,Steam Boiler Plant,Steam,Steam Boiler,SB,SB,H,Steam,STM,Packaged Flexible Water Tube,PWTDUAL,5000,MBH,44,24
Boiler,BLR,PF,Steam Boiler Plant,Steam,Steam Boiler,SB,SB,H,Steam,STM,Packaged Flexible Water Tube,PWTGAS,7500,MBH,44,24
Boiler,BLR,PF,Steam Boiler Plant,Steam,Steam Boiler,SB,SB,H,Steam,STM,Packaged Flexible Water Tube,PWTOIL,7500,MBH,48,24
Boiler,BLR,PF,Steam Boiler Plant,Steam,Steam Boiler,SB,SB,H,Steam,STM,Packaged Flexible Water Tube,PWTDUAL,7500,MBH,49,24
Boiler,BLR,PF,Steam Boiler Plant,Steam,Steam Boiler,SB,SB,H,Steam,STM,Packaged Flexible Water Tube,PWTGAS,10000,MBH,49,24
Boiler,BLR,PF,Steam Boiler Plant,Steam,Steam Boiler,SB,SB,H,Steam,STM,Packaged Flexible Water Tube,PWTOIL,10000,MBH,52,24
Boiler,BLR,PF,Steam Boiler Plant,Steam,Steam Boiler,SB,SB,H,Steam,STM,Packaged Flexible Water Tube,PWTDUAL,10000,MBH,54,24
Boiler,BLR,PF,Steam Boiler Plant,Steam,Steam Boiler,SB,SB,H,Steam,STM,Packaged Flexible Water Tube,PWTGAS,12500,MBH,52,24
Boiler,BLR,PF,Steam Boiler Plant,Steam,Steam Boiler,SB,SB,H,Steam,STM,Packaged Flexible Water Tube,PWTOIL,12500,MBH,55,24
Boiler,BLR,PF,Steam Boiler Plant,Steam,Steam Boiler,SB,SB,H,Steam,STM,Packaged Flexible Water Tube,PWTDUAL,12500,MBH,57,24
Boiler,BLR,PF,Steam Boiler Plant,Steam,Steam Boiler,SB,SB,H,Steam,STM,Packaged Flexible Water Tube,PWTGAS,15000,MBH,54,24
Boiler,BLR,PF,Steam Boiler Plant,Steam,Steam Boiler,SB,SB,H,Steam,STM,Packaged Flexible Water Tube,PWTOIL,15000,MBH,59,24
Boiler,BLR,PF,Steam Boiler Plant,Steam,Steam Boiler,SB,SB,H,Steam,STM,Packaged Flexible Water Tube,PWTDUAL,15000,MBH,61,24
Boiler,BLR,PF,Steam Boiler Plant,Steam,Steam Boiler,SB,SB,H,Steam,STM,"Packaged Water Tube ""D"" Style Steam Generators",PWSGAS,10000,MBH,49,24
Boiler,BLR,PF,Steam Boiler Plant,Steam,Steam Boiler,SB,SB,H,Steam,STM,"Packaged Water Tube ""D"" Style Steam Generators",PWSOIL,10000,MBH,52,24
Boiler,BLR,PF,Steam Boiler Plant,Steam,Steam Boiler,SB,SB,H,Steam,STM,"Packaged Water Tube ""D"" Style Steam Generators",PWSDUAL,10000,MBH,54,24
Boiler,BLR,PF,Steam Boiler Plant,Steam,Steam Boiler,SB,SB,H,Steam,STM,"Packaged Water Tube ""D"" Style Steam Generators",PWSGAS,15000,MBH,54,24
Boiler,BLR,PF,Steam Boiler Plant,Steam,Steam Boiler,SB,SB,H,Steam,STM,"Packaged Water Tube ""D"" Style Steam Generators",PWSOIL,15000,MBH,58,24
Boiler,BLR,PF,Steam Boiler Plant,Steam,Steam Boiler,SB,SB,H,Steam,STM,"Packaged Water Tube ""D"" Style Steam Generators",PWSDUAL,15000,MBH,59,24
Boiler,BLR,PF,Steam Boiler Plant,Steam,Steam Boiler,SB,SB,H,Steam,STM,"Packaged Water Tube ""D"" Style Steam Generators",PWSGAS,20000,MBH,70,24
Boiler,BLR,PF,Steam Boiler Plant,Steam,Steam Boiler,SB,SB,H,Steam,STM,"Packaged Water Tube ""D"" Style Steam Generators",PWSOIL,20000,MBH,74,24
Boiler,BLR,PF,Steam Boiler Plant,Steam,Steam Boiler,SB,SB,H,Steam,STM,"Packaged Water Tube ""D"" Style Steam Generators",PWSDUAL,20000,MBH,75,24
Boiler,BLR,PF,Steam Boiler Plant,Steam,Steam Boiler,SB,SB,H,Steam,STM,"Packaged Water Tube ""D"" Style Steam Generators",PWSGAS,25000,MBH,76,24
Boiler,BLR,PF,Steam Boiler Plant,Steam,Steam Boiler,SB,SB,H,Steam,STM,"Packaged Water Tube ""D"" Style Steam Generators",PWSOIL,25000,MBH,80,24
Boiler,BLR,PF,Steam Boiler Plant,Steam,Steam Boiler,SB,SB,H,Steam,STM,"Packaged Water Tube ""D"" Style Steam Generators",PWSDUAL,25000,MBH,81,24
Boiler,BLR,PF,Steam Boiler Plant,Steam,Steam Boiler,SB,SB,H,Steam,STM,"Packaged Water Tube ""D"" Style Steam Generators",PWSGAS,30000,MBH,82,24
Boiler,BLR,PF,Steam Boiler Plant,Steam,Steam Boiler,SB,SB,H,Steam,STM,"Packaged Water Tube ""D"" Style Steam Generators",PWSOIL,30000,MBH,86,24
Boiler,BLR,PF,Steam Boiler Plant,Steam,Steam Boiler,SB,SB,H,Steam,STM,"Packaged Water Tube ""D"" Style Steam Generators",PWSDUAL,30000,MBH,86,24
Boiler,BLR,PF,Steam Boiler Plant,Steam,Steam Boiler,SB,SB,H,Steam,STM,"Packaged Water Tube ""D"" Style Steam Generators",PWSGAS,40000,MBH,89,24
Boiler,BLR,PF,Steam Boiler Plant,Steam,Steam Boiler,SB,SB,H,Steam,STM,"Packaged Water Tube ""D"" Style Steam Generators",PWSOIL,40000,MBH,93,24
Boiler,BLR,PF,Steam Boiler Plant,Steam,Steam Boiler,SB,SB,H,Steam,STM,"Packaged Water Tube ""D"" Style Steam Generators",PWSDUAL,40000,MBH,94,24
Boiler,BLR,PF,Steam Boiler Plant,Steam,Steam Boiler,SB,SB,H,Steam,STM,"Packaged Water Tube ""D"" Style Steam Generators",PWSGAS,50000,MBH,97,24
Boiler,BLR,PF,Steam Boiler Plant,Steam,Steam Boiler,SB,SB,H,Steam,STM,"Packaged Water Tube ""D"" Style Steam Generators",PWSOIL,50000,MBH,100,24
Boiler,BLR,PF,Steam Boiler Plant,Steam,Steam Boiler,SB,SB,H,Steam,STM,"Packaged Water Tube ""D"" Style Steam Generators",PWSDUAL,50000,MBH,101,24
Boiler,BLR,PF,Steam Boiler Plant,Steam,Steam Boiler,SB,SB,H,Steam,STM,"Packaged Water Tube ""D"" Style Steam Generators",PWSGAS,60000,MBH,104,24
Boiler,BLR,PF,Steam Boiler Plant,Steam,Steam Boiler,SB,SB,H,Steam,STM,"Packaged Water Tube ""D"" Style Steam Generators",PWSOIL,60000,MBH,108,24
Boiler,BLR,PF,Steam Boiler Plant,Steam,Steam Boiler,SB,SB,H,Steam,STM,"Packaged Water Tube ""D"" Style Steam Generators",PWSDUAL,60000,MBH,108,24
Accessory,ACC,PF,Steam Boiler Plant,Steam,Steam Trap,ST,ST,H,Trap,TRAP,Steam,STM,1,INCHES,0.5,10
Accessory,ACC,PF,Steam Boiler Plant,Steam,Steam Trap,ST,ST,H,Trap,TRAP,Steam,STM,2,INCHES,0.5,10
Accessory,ACC,PF,Steam Boiler Plant,Steam,Steam Trap,ST,ST,H,Trap,TRAP,Steam,STM,4,INCHES,0.5,10
Accessory,ACC,PF,Steam Boiler Plant,Steam,Steam Trap,ST,ST,H,Trap,TRAP,Steam,STM,6,INCHES,0.75,10
Tank,TNK,PL,Domestic Water Plant,Domestic Water,Storage Tank,ST,Other,P,"Domestic Water, No HX",DW,"Storage, Above Ground",AG,25,GAL,0.75,20
Tank,TNK,PL,Domestic Water Plant,Domestic Water,Storage Tank,ST,Other,P,"Domestic Water, No HX",DW,"Storage, Above Ground",AG,50,GAL,0.75,20
Tank,TNK,PL,Domestic Water Plant,Domestic Water,Storage Tank,ST,Other,P,"Domestic Water, No HX",DW,"Storage, Above Ground",AG,80,GAL,0.75,20
Tank,TNK,PL,Domestic Water Plant,Domestic Water,Storage Tank,ST,Other,P,"Domestic Water, No HX",DW,"Storage, Above Ground",AG,120,GAL,0.75,20
Tank,TNK,PL,Domestic Water Plant,Domestic Water,Storage Tank,ST,Other,P,"Domestic Water, No HX",DW,"Storage, Above Ground",AG,150,GAL,0.75,20
Tank,TNK,PL,Domestic Water Plant,Domestic Water,Storage Tank,ST,Other,P,"Domestic Water, No HX",DW,"Storage, Above Ground",AG,200,GAL,0.75,20
Tank,TNK,PL,Domestic Water Plant,Domestic Water,Storage Tank,ST,Other,P,"Domestic Water, No HX",DW,"Storage, Above Ground",AG,250,GAL,0.75,20
Tank,TNK,PL,Domestic Water Plant,Domestic Water,Storage Tank,ST,Other,P,"Domestic Water, No HX",DW,"Storage, Above Ground",AG,300,GAL,0.75,20
Tank,TNK,PL,Domestic Water Plant,Domestic Water,Storage Tank,ST,Other,P,"Domestic Water, No HX",DW,"Storage, Above Ground",AG,400,GAL,0.75,20
Tank,TNK,PL,Domestic Water Plant,Domestic Water,Storage Tank,ST,Other,P,"Domestic Water, No HX",DW,"Storage, Above Ground",AG,500,GAL,0.75,20
Tank,TNK,PF,"Chiller Plant, Cooling Tower Plant, Hot Water Boiler Plant","Chilled, Condenser, Heating Water",Storage Tank,ST,Other,H,Horizontal,HOR,"Storage, Above Ground",AG,500,GAL,0.75,20
Tank,TNK,PF,"Chiller Plant, Cooling Tower Plant, Hot Water Boiler Plant","Chilled, Condenser, Heating Water",Storage Tank,ST,Other,H,Horizontal,HOR,"Storage, Above Ground",AG,1000,GAL,0.75,20
Tank,TNK,PF,"Chiller Plant, Cooling Tower Plant, Hot Water Boiler Plant","Chilled, Condenser, Heating Water",Storage Tank,ST,Other,H,Horizontal,HOR,"Storage, Above Ground",AG,2500,GAL,0.75,20
Tank,TNK,PF,"Chiller Plant, Cooling Tower Plant, Hot Water Boiler Plant","Chilled, Condenser, Heating Water",Storage Tank,ST,Other,H,Horizontal,HOR,"Storage, Above Ground",AG,5000,GAL,1,20
Tank,TNK,PF,"Chiller Plant, Cooling Tower Plant, Hot Water Boiler Plant","Chilled, Condenser, Heating Water",Storage Tank,ST,Other,H,Horizontal,HOR,"Storage, Above Ground",AG,10000,GAL,1,20
Tank,TNK,PF,"Chiller Plant, Cooling Tower Plant, Hot Water Boiler Plant","Chilled, Condenser, Heating Water",Storage Tank,ST,Other,H,Horizontal,HOR,"Storage, Above Ground",AG,15000,GAL,1,20
Tank,TNK,PF,"Chiller Plant, Cooling Tower Plant, Hot Water Boiler Plant","Chilled, Condenser, Heating Water",Storage Tank,ST,Other,H,Horizontal,HOR,"Storage, Above Ground",AG,20000,GAL,1,20
Tank,TNK,PF,"Chiller Plant, Cooling Tower Plant, Hot Water Boiler Plant","Chilled, Condenser, Heating Water",Storage Tank,ST,Other,H,Vertical,VER,"Storage, Underground",UG,500,GAL,1,20
Tank,TNK,PF,"Chiller Plant, Cooling Tower Plant, Hot Water Boiler Plant","Chilled, Condenser, Heating Water",Storage Tank,ST,Other,H,Vertical,VER,"Storage, Underground",UG,1000,GAL,1,20
Tank,TNK,PF,"Chiller Plant, Cooling Tower Plant, Hot Water Boiler Plant","Chilled, Condenser, Heating Water",Storage Tank,ST,Other,H,Vertical,VER,"Storage, Underground",UG,2000,GAL,1,20
Tank,TNK,PF,"Chiller Plant, Cooling Tower Plant, Hot Water Boiler Plant","Chilled, Condenser, Heating Water",Storage Tank,ST,Other,H,Vertical,VER,"Storage, Underground",UG,5000,GAL,1,20
Tank,TNK,PF,"Chiller Plant, Cooling Tower Plant, Hot Water Boiler Plant","Chilled, Condenser, Heating Water",Storage Tank,ST,Other,H,Vertical,VER,"Storage, Underground",UG,10000,GAL,1,20
Tank,TNK,PF,"Chiller Plant, Cooling Tower Plant, Hot Water Boiler Plant","Chilled, Condenser, Heating Water",Storage Tank,ST,Other,H,Vertical,VER,"Storage, Underground",UG,15000,GAL,1,20
Tank,TNK,PF,"Chiller Plant, Cooling Tower Plant, Hot Water Boiler Plant","Chilled, Condenser, Heating Water",Storage Tank,ST,Other,H,Vertical,VER,"Storage, Underground",UG,20000,GAL,1,20
Tank,TNK,PF,"Chiller Plant, Cooling Tower Plant, Hot Water Boiler Plant","Chilled, Condenser, Heating Water",Storage Tank,ST,Other,H,Vertical,VER,"Storage, Underground",UG,30000,GAL,1,20
Fan,FAN,SM,SM Equipment,Fans,Transfer Fan,TF,GEF,H,Transfer,TFR,Inline,INL,500,CFM,1.5,15
Fan,FAN,SM,SM Equipment,Fans,Transfer Fan,TF,GEF,H,Transfer,TFR,Inline,INL,750,CFM,1.5,15
Fan,FAN,SM,SM Equipment,Fans,Transfer Fan,TF,GEF,H,Transfer,TFR,Inline,INL,1000,CFM,1.5,15
Fan,FAN,SM,SM Equipment,Fans,Transfer Fan,TF,GEF,H,Transfer,TFR,Inline,INL,1500,CFM,1.5,15
Fan,FAN,SM,SM Equipment,Fans,Transfer Fan,TF,GEF,H,Transfer,TFR,Inline,INL,2000,CFM,1.5,15
Fan,FAN,SM,SM Equipment,Fans,Transfer Fan,TF,GEF,H,Transfer,TFR,Inline,INL,2500,CFM,1.5,15
Fan,FAN,SM,SM Equipment,Fans,Transfer Fan,TF,GEF,H,Transfer,TFR,Inline,INL,3000,CFM,1.5,15
Fan,FAN,SM,SM Equipment,Fans,Transfer Fan,TF,GEF,H,Transfer,TFR,Inline,INL,4000,CFM,1.5,15
Fan,FAN,SM,SM Equipment,Fans,Transfer Fan,TF,GEF,H,Transfer,TFR,Inline,INL,5000,CFM,1.5,15
Fan,FAN,SM,SM Equipment,Fans,Transfer Fan,TF,GEF,H,Transfer,TFR,Inline,INL,6000,CFM,1.5,15
Fan,FAN,SM,SM Equipment,Fans,Transfer Fan,TF,GEF,H,Transfer,TFR,Inline,INL,7500,CFM,1.5,15
Fan,FAN,SM,SM Equipment,Fans,Transfer Fan,TF,GEF,H,Transfer,TFR,Inline,INL,10000,CFM,1.5,15
Fan,FAN,SM,SM Equipment,Fans,Transfer Fan,TF,GEF,H,Transfer,TFR,Inline,INL,15000,CFM,1.5,15
Fan,FAN,SM,SM Equipment,Fans,Transfer Fan,TF,GEF,H,Transfer,TFR,Inline,INL,20000,CFM,2,15
Fan,FAN,SM,SM Equipment,Fans,Transfer Fan,TF,GEF,H,Transfer,TFR,Inline,INL,25000,CFM,2.5,15
Fan,FAN,SM,SM Equipment,Fans,Transfer Fan,TF,GEF,H,Transfer,TFR,Inline,INL,30000,CFM,3,15
Accessory,ACC,PF,Fuel Oil Piping and Equipment,Fuel Oil,Transfer Pump,FPMP,Other,H,Pump,PMP,Fuel Oil Transfer,OIL,2,HP,1.5,15
Accessory,ACC,PF,Fuel Oil Piping and Equipment,Fuel Oil,Transfer Pump,FPMP,Other,H,Pump,PMP,Fuel Oil Transfer,OIL,10,HP,1.5,15
Accessory,ACC,PL,Sanitary Equipment,Sanitary Waste,Trap Guard,TGRD,Other,P,Trap,TRAP,Guard,GRD,2,INCHES,0.5,20
Accessory,ACC,PL,Sanitary Equipment,Sanitary Waste,Trap Guard,TGRD,Other,P,Trap,TRAP,Guard,GRD,4,INCHES,0.5,20
Accessory,ACC,PL,Sanitary Equipment,Sanitary Waste,Trap Primer,TPRM,Other,P,Trap,TRAP,Primer,PMR,2,INCHES,0.5,20
Accessory,ACC,PL,Sanitary Equipment,Sanitary Waste,Trap Primer,TPRM,Other,P,Trap,TRAP,Primer,PMR,4,INCHES,0.5,20
Fixture,FIX,PL,Fixtures,Fixtures,Trench Drain,TD,WV,P,Waste & Vent,WV,Trench Drain,TD,0,N/A,0.5,25
Unit Heater,UH,PF,Air Handling System Terminal Equipment,Terminal Equipment,Unit Heater,EUH,UH,H,Electric,ELE,Ceiling Mounted,CLG,5,MBH,1,13
Unit Heater,UH,PF,Air Handling System Terminal Equipment,Terminal Equipment,Unit Heater,EUH,UH,H,Electric,ELE,Ceiling Mounted,CLG,25,MBH,1,13
Unit Heater,UH,PF,Air Handling System Terminal Equipment,Terminal Equipment,Unit Heater,EUH,UH,H,Electric,ELE,Ceiling Mounted,CLG,50,MBH,1,13
Unit Heater,UH,PF,Air Handling System Terminal Equipment,Terminal Equipment,Unit Heater,EUH,UH,H,Electric,ELE,Ceiling Mounted,CLG,100,MBH,1,13
Unit Heater,UH,PF,Air Handling System Terminal Equipment,Terminal Equipment,Unit Heater,EUH,UH,H,Electric,ELE,Ceiling Mounted,CLG,150,MBH,1,13
Unit Heater,UH,PF,Air Handling System Terminal Equipment,Terminal Equipment,Unit Heater,EUH,UH,H,Electric,ELE,Ceiling Mounted,CLG,200,MBH,1,13
Unit Heater,UH,PF,Air Handling System Terminal Equipment,Terminal Equipment,Unit Heater,EUH,UH,H,Electric,ELE,Ceiling Mounted,CLG,400,MBH,1.25,13
Unit Heater,UH,PF,Air Handling System Terminal Equipment,Terminal Equipment,Unit Heater,UH,UH,H,Gas-Fired,GAS,Ceiling Mounted,CLG,150,MBH,1,13
Unit Heater,UH,PF,Air Handling System Terminal Equipment,Terminal Equipment,Unit Heater,UH,UH,H,Gas-Fired,GAS,Ceiling Mounted,CLG,400,MBH,1.25,13
Unit Heater,UH,PF,Air Handling System Terminal Equipment,Terminal Equipment,Unit Heater,UH,UH,H,Hot Water,HW,Ceiling Mounted,CLG,5,MBH,1,20
Unit Heater,UH,PF,Air Handling System Terminal Equipment,Terminal Equipment,Unit Heater,UH,UH,H,Hot Water,HW,Ceiling Mounted,CLG,25,MBH,1,20
Unit Heater,UH,PF,Air Handling System Terminal Equipment,Terminal Equipment,Unit Heater,UH,UH,H,Hot Water,HW,Ceiling Mounted,CLG,50,MBH,1,20
Unit Heater,UH,PF,Air Handling System Terminal Equipment,Terminal Equipment,Unit Heater,UH,UH,H,Hot Water,HW,Ceiling Mounted,CLG,50,MBH,1,20
Unit Heater,UH,PF,Air Handling System Terminal Equipment,Terminal Equipment,Unit Heater,UH,UH,H,Hot Water,HW,Ceiling Mounted,CLG,150,MBH,1,20
Unit Heater,UH,PF,Air Handling System Terminal Equipment,Terminal Equipment,Unit Heater,UH,UH,H,Hot Water,HW,Ceiling Mounted,CLG,400,MBH,1.25,20
Unit Heater,UH,PF,Air Handling System Terminal Equipment,Terminal Equipment,Unit Heater,UH,UH,H,Steam,STM,Ceiling Mounted,CLG,5,MBH,1,20
Unit Heater,UH,PF,Air Handling System Terminal Equipment,Terminal Equipment,Unit Heater,UH,UH,H,Steam,STM,Ceiling Mounted,CLG,25,MBH,1,20
Unit Heater,UH,PF,Air Handling System Terminal Equipment,Terminal Equipment,Unit Heater,UH,UH,H,Steam,STM,Ceiling Mounted,CLG,50,MBH,1,20
Unit Heater,UH,PF,Air Handling System Terminal Equipment,Terminal Equipment,Unit Heater,UH,UH,H,Steam,STM,Ceiling Mounted,CLG,100,MBH,1,20
Unit Heater,UH,PF,Air Handling System Terminal Equipment,Terminal Equipment,Unit Heater,UH,UH,H,Steam,STM,Ceiling Mounted,CLG,150,MBH,1,20
Unit Heater,UH,PF,Air Handling System Terminal Equipment,Terminal Equipment,Unit Heater,UH,UH,H,Steam,STM,Ceiling Mounted,CLG,400,MBH,1.25,20
Unit Ventilator,UV,PF,Air Handling System Terminal Equipment,Terminal Equipment,Unit Ventilator,UV,UV,H,Hot Water,HW,Ceiling Mounted,CLG,1000,CFM,1,15
Unit Ventilator,UV,PF,Air Handling System Terminal Equipment,Terminal Equipment,Unit Ventilator,UV,UV,H,Hot Water,HW,Ceiling Mounted,CLG,2000,CFM,1,15
Unit Ventilator,UV,PF,Air Handling System Terminal Equipment,Terminal Equipment,Unit Ventilator,UV,UV,H,Hot Water,HW,Floor Mounted,FLR,1000,CFM,1,15
Unit Ventilator,UV,PF,Air Handling System Terminal Equipment,Terminal Equipment,Unit Ventilator,UV,UV,H,Hot Water,HW,Floor Mounted,FLR,2000,CFM,1,15
Fixture,FIX,PL,Fixtures,Fixtures,Urinal,UR,DMW/WV,P,Domestic Water,DMW,Urinal,UR,0,N/A,0.5,25
Fixture,FIX,PL,Fixtures,Fixtures,Utility Tub,UT,DMW/WV,P,Domestic Water,DMW,Utility Tub,UT,0,N/A,0.5,25
Vacuum,PMP,PL,Medical/Lab Gas Plant,Medical/Lab Gas,Vacuum,Vacuum,VAC,P,Vacuum,VAC,All,,10,HP,3,15
Vacuum,PMP,PL,Medical/Lab Gas Plant,Medical/Lab Gas,Vacuum,Vacuum,VAC,P,Vacuum,VAC,All,,25,HP,3,15
Vacuum,PMP,PL,Medical/Lab Gas Plant,Medical/Lab Gas,Vacuum,Vacuum,VAC,P,Vacuum,VAC,All,,50,HP,3,15
Vacuum,PMP,PL,Medical/Lab Gas Plant,Medical/Lab Gas,Vacuum,Vacuum,VAC,P,Vacuum,VAC,All,,75,HP,3,15
Accessory,ACC,PF,"Chilled, Condenser, Heating Water","Chilled, Condenser, Heating Water",Variable Frequency Drive,VFDs,VFD,H,Variable Frequency Drive,VFD,All,,2,HP,0.5,17
Accessory,ACC,PF,"Chilled, Condenser, Heating Water","Chilled, Condenser, Heating Water",Variable Frequency Drive,VFDs,VFD,H,Variable Frequency Drive,VFD,All,,3,HP,0.5,17
Accessory,ACC,PF,"Chilled, Condenser, Heating Water","Chilled, Condenser, Heating Water",Variable Frequency Drive,VFDs,VFD,H,Variable Frequency Drive,VFD,All,,5,HP,0.5,17
Accessory,ACC,PF,"Chilled, Condenser, Heating Water","Chilled, Condenser, Heating Water",Variable Frequency Drive,VFDs,VFD,H,Variable Frequency Drive,VFD,All,,8,HP,0.5,17
Accessory,ACC,PF,"Chilled, Condenser, Heating Water","Chilled, Condenser, Heating Water",Variable Frequency Drive,VFDs,VFD,H,Variable Frequency Drive,VFD,All,,10,HP,0.75,17
Accessory,ACC,PF,"Chilled, Condenser, Heating Water","Chilled, Condenser, Heating Water",Variable Frequency Drive,VFDs,VFD,H,Variable Frequency Drive,VFD,All,,15,HP,0.75,17
Accessory,ACC,PF,"Chilled, Condenser, Heating Water","Chilled, Condenser, Heating Water",Variable Frequency Drive,VFDs,VFD,H,Variable Frequency Drive,VFD,All,,20,HP,0.75,17
Accessory,ACC,PF,"Chilled, Condenser, Heating Water","Chilled, Condenser, Heating Water",Variable Frequency Drive,VFDs,VFD,H,Variable Frequency Drive,VFD,All,,25,HP,0.75,17
Accessory,ACC,PF,"Chilled, Condenser, Heating Water","Chilled, Condenser, Heating Water",Variable Frequency Drive,VFDs,VFD,H,Variable Frequency Drive,VFD,All,,30,HP,0.75,17
Accessory,ACC,PF,"Chilled, Condenser, Heating Water","Chilled, Condenser, Heating Water",Variable Frequency Drive,VFDs,VFD,H,Variable Frequency Drive,VFD,All,,40,HP,0.75,17
Accessory,ACC,PF,"Chilled, Condenser, Heating Water","Chilled, Condenser, Heating Water",Variable Frequency Drive,VFDs,VFD,H,Variable Frequency Drive,VFD,All,,50,HP,0.75,17
Accessory,ACC,PF,"Chilled, Condenser, Heating Water","Chilled, Condenser, Heating Water",Variable Frequency Drive,VFDs,VFD,H,Variable Frequency Drive,VFD,All,,60,HP,0.75,17
Accessory,ACC,PF,"Chilled, Condenser, Heating Water","Chilled, Condenser, Heating Water",Variable Frequency Drive,VFDs,VFD,H,Variable Frequency Drive,VFD,All,,75,HP,0.75,17
Accessory,ACC,PF,"Chilled, Condenser, Heating Water","Chilled, Condenser, Heating Water",Variable Frequency Drive,VFDs,VFD,H,Variable Frequency Drive,VFD,All,,100,HP,1,17
Accessory,ACC,PL,Domestic Water Plant,Domestic Water,Variable Frequency Drive,VFDs,VFD,P,Variable Frequency Drive,VFD,All,,2,HP,0.5,17
Accessory,ACC,PL,Domestic Water Plant,Domestic Water,Variable Frequency Drive,VFDs,VFD,P,Variable Frequency Drive,VFD,All,,5,HP,0.5,17
Accessory,ACC,PL,Domestic Water Plant,Domestic Water,Variable Frequency Drive,VFDs,VFD,P,Variable Frequency Drive,VFD,All,,8,HP,0.5,17
Accessory,ACC,PL,Domestic Water Plant,Domestic Water,Variable Frequency Drive,VFDs,VFD,P,Variable Frequency Drive,VFD,All,,10,HP,0.75,17
VAV Box,VAV,SM,SM Accessories,Terminal Equipment,VAV Box,VAV,VAV,H,Electric,ELE,All,,200,CFM,1,20
VAV Box,VAV,SM,SM Accessories,Terminal Equipment,VAV Box,VAV,VAV,H,Electric,ELE,All,,400,CFM,1,20
VAV Box,VAV,SM,SM Accessories,Terminal Equipment,VAV Box,VAV,VAV,H,Electric,ELE,All,,600,CFM,1,20
VAV Box,VAV,SM,SM Accessories,Terminal Equipment,VAV Box,VAV,VAV,H,Electric,ELE,All,,800,CFM,1,20
VAV Box,VAV,SM,SM Accessories,Terminal Equipment,VAV Box,VAV,VAV,H,Electric,ELE,All,,1000,CFM,1,20
VAV Box,VAV,SM,SM Accessories,Terminal Equipment,VAV Box,VAV,VAV,H,Electric,ELE,All,,1200,CFM,1,20
VAV Box,VAV,SM,SM Accessories,Terminal Equipment,VAV Box,VAV,VAV,H,Electric,ELE,All,,1500,CFM,1,20
VAV Box,VAV,SM,SM Accessories,Terminal Equipment,VAV Box,VAV,VAV,H,Electric,ELE,All,,2000,CFM,1,20
VAV Box,VAV,SM,SM Accessories,Terminal Equipment,VAV Box,VAV,VAV,H,Electric,ELE,All,,2400,CFM,1,20
VAV Box,VAV,SM,SM Accessories,Terminal Equipment,VAV Box,VAV,VAV,H,Electric,ELE,All,,3000,CFM,1,20
VAV Box,VAV,SM,SM Accessories,Terminal Equipment,VAV Box,VAV,VAV,H,Electric,ELE,All,,3600,CFM,1,20
VAV Box,VAV,SM,SM Accessories,Terminal Equipment,VAV Box,VAV,VAV,H,Electric,ELE,All,,4800,CFM,1,20
VAV Box,VAV,SM,SM Accessories,Terminal Equipment,VAV Box,VAV,VAV,H,Electric,ELE,All,,6000,CFM,1,20
VAV Box,VAV,SM,SM Accessories,Terminal Equipment,VAV Box,VAV,VAV,H,Electric,ELE,All,,7200,CFM,1,20
VAV Box,VAV,SM,SM Accessories,Terminal Equipment,VAV Box,VAV,VAV,H,Hot Water,HW,All,,200,CFM,1.5,20
VAV Box,VAV,SM,SM Accessories,Terminal Equipment,VAV Box,VAV,VAV,H,Hot Water,HW,All,,400,CFM,1.5,20
VAV Box,VAV,SM,SM Accessories,Terminal Equipment,VAV Box,VAV,VAV,H,Hot Water,HW,All,,600,CFM,1.5,20
VAV Box,VAV,SM,SM Accessories,Terminal Equipment,VAV Box,VAV,VAV,H,Hot Water,HW,All,,800,CFM,1.5,20
VAV Box,VAV,SM,SM Accessories,Terminal Equipment,VAV Box,VAV,VAV,H,Hot Water,HW,All,,1000,CFM,1.5,20
VAV Box,VAV,SM,SM Accessories,Terminal Equipment,VAV Box,VAV,VAV,H,Hot Water,HW,All,,1200,CFM,1.5,20
VAV Box,VAV,SM,SM Accessories,Terminal Equipment,VAV Box,VAV,VAV,H,Hot Water,HW,All,,1500,CFM,1.5,20
VAV Box,VAV,SM,SM Accessories,Terminal Equipment,VAV Box,VAV,VAV,H,Hot Water,HW,All,,2000,CFM,1.5,20
VAV Box,VAV,SM,SM Accessories,Terminal Equipment,VAV Box,VAV,VAV,H,Hot Water,HW,All,,2400,CFM,1.5,20
VAV Box,VAV,SM,SM Accessories,Terminal Equipment,VAV Box,VAV,VAV,H,Hot Water,HW,All,,3000,CFM,1.5,20
VAV Box,VAV,SM,SM Accessories,Terminal Equipment,VAV Box,VAV,VAV,H,Hot Water,HW,All,,3600,CFM,1.5,20
VAV Box,VAV,SM,SM Accessories,Terminal Equipment,VAV Box,VAV,VAV,H,Hot Water,HW,All,,4800,CFM,1.5,20
VAV Box,VAV,SM,SM Accessories,Terminal Equipment,VAV Box,VAV,VAV,H,Hot Water,HW,All,,6000,CFM,1.5,20
VAV Box,VAV,SM,SM Accessories,Terminal Equipment,VAV Box,VAV,VAV,H,Hot Water,HW,All,,7200,CFM,1.5,20
VAV Box,VAV,SM,SM Accessories,Terminal Equipment,VAV Box,VAV,VAV,H,No Heat,NO,All,,200,CFM,0.6,20
VAV Box,VAV,SM,SM Accessories,Terminal Equipment,VAV Box,VAV,VAV,H,No Heat,NO,All,,400,CFM,0.6,20
VAV Box,VAV,SM,SM Accessories,Terminal Equipment,VAV Box,VAV,VAV,H,No Heat,NO,All,,600,CFM,0.6,20
VAV Box,VAV,SM,SM Accessories,Terminal Equipment,VAV Box,VAV,VAV,H,No Heat,NO,All,,800,CFM,0.6,20
VAV Box,VAV,SM,SM Accessories,Terminal Equipment,VAV Box,VAV,VAV,H,No Heat,NO,All,,1000,CFM,0.6,20
VAV Box,VAV,SM,SM Accessories,Terminal Equipment,VAV Box,VAV,VAV,H,No Heat,NO,All,,1200,CFM,0.6,20
VAV Box,VAV,SM,SM Accessories,Terminal Equipment,VAV Box,VAV,VAV,H,No Heat,NO,All,,1500,CFM,0.6,20
VAV Box,VAV,SM,SM Accessories,Terminal Equipment,VAV Box,VAV,VAV,H,No Heat,NO,All,,2000,CFM,0.6,20
VAV Box,VAV,SM,SM Accessories,Terminal Equipment,VAV Box,VAV,VAV,H,No Heat,NO,All,,2400,CFM,0.6,20
VAV Box,VAV,SM,SM Accessories,Terminal Equipment,VAV Box,VAV,VAV,H,No Heat,NO,All,,3000,CFM,0.6,20
VAV Box,VAV,SM,SM Accessories,Terminal Equipment,VAV Box,VAV,VAV,H,No Heat,NO,All,,3600,CFM,0.6,20
VAV Box,VAV,SM,SM Accessories,Terminal Equipment,VAV Box,VAV,VAV,H,No Heat,NO,All,,4800,CFM,0.6,20
VAV Box,VAV,SM,SM Accessories,Terminal Equipment,VAV Box,VAV,VAV,H,No Heat,NO,All,,6000,CFM,0.6,20
VAV Box,VAV,SM,SM Accessories,Terminal Equipment,VAV Box,VAV,VAV,H,No Heat,NO,All,,7200,CFM,0.6,20
Venturi VAV Box,VTI,SM,SM Accessories,Terminal Equipment,Venturi VAV Box,VVAV,VVAV,H,Electric,ELE,Venturi Valve,VTV,200,CFM,1,20
Venturi VAV Box,VTI,SM,SM Accessories,Terminal Equipment,Venturi VAV Box,VVAV,VVAV,H,Electric,ELE,Venturi Valve,VTV,400,CFM,1,20
Venturi VAV Box,VTI,SM,SM Accessories,Terminal Equipment,Venturi VAV Box,VVAV,VVAV,H,Electric,ELE,Venturi Valve,VTV,600,CFM,1,20
Venturi VAV Box,VTI,SM,SM Accessories,Terminal Equipment,Venturi VAV Box,VVAV,VVAV,H,Electric,ELE,Venturi Valve,VTV,800,CFM,1,20
Venturi VAV Box,VTI,SM,SM Accessories,Terminal Equipment,Venturi VAV Box,VVAV,VVAV,H,Electric,ELE,Venturi Valve,VTV,1000,CFM,1,20
Venturi VAV Box,VTI,SM,SM Accessories,Terminal Equipment,Venturi VAV Box,VVAV,VVAV,H,Electric,ELE,Venturi Valve,VTV,1200,CFM,1,20
Venturi VAV Box,VTI,SM,SM Accessories,Terminal Equipment,Venturi VAV Box,VVAV,VVAV,H,Electric,ELE,Venturi Valve,VTV,1500,CFM,1,20
Venturi VAV Box,VTI,SM,SM Accessories,Terminal Equipment,Venturi VAV Box,VVAV,VVAV,H,Electric,ELE,Venturi Valve,VTV,2000,CFM,1,20
Venturi VAV Box,VTI,SM,SM Accessories,Terminal Equipment,Venturi VAV Box,VVAV,VVAV,H,Electric,ELE,Venturi Valve,VTV,2400,CFM,1,20
Venturi VAV Box,VTI,SM,SM Accessories,Terminal Equipment,Venturi VAV Box,VVAV,VVAV,H,Electric,ELE,Venturi Valve,VTV,3000,CFM,1,20
Venturi VAV Box,VTI,SM,SM Accessories,Terminal Equipment,Venturi VAV Box,VVAV,VVAV,H,Hot Water,HW,Venturi Valve,VTV,200,CFM,1.5,20
Venturi VAV Box,VTI,SM,SM Accessories,Terminal Equipment,Venturi VAV Box,VVAV,VVAV,H,Hot Water,HW,Venturi Valve,VTV,400,CFM,1.5,20
Venturi VAV Box,VTI,SM,SM Accessories,Terminal Equipment,Venturi VAV Box,VVAV,VVAV,H,Hot Water,HW,Venturi Valve,VTV,600,CFM,1.5,20
Venturi VAV Box,VTI,SM,SM Accessories,Terminal Equipment,Venturi VAV Box,VVAV,VVAV,H,Hot Water,HW,Venturi Valve,VTV,800,CFM,1.5,20
Venturi VAV Box,VTI,SM,SM Accessories,Terminal Equipment,Venturi VAV Box,VVAV,VVAV,H,Hot Water,HW,Venturi Valve,VTV,1000,CFM,1.5,20
Venturi VAV Box,VTI,SM,SM Accessories,Terminal Equipment,Venturi VAV Box,VVAV,VVAV,H,Hot Water,HW,Venturi Valve,VTV,1200,CFM,1.5,20
Venturi VAV Box,VTI,SM,SM Accessories,Terminal Equipment,Venturi VAV Box,VVAV,VVAV,H,Hot Water,HW,Venturi Valve,VTV,1500,CFM,1.5,20
Venturi VAV Box,VTI,SM,SM Accessories,Terminal Equipment,Venturi VAV Box,VVAV,VVAV,H,Hot Water,HW,Venturi Valve,VTV,2000,CFM,1.5,20
Venturi VAV Box,VTI,SM,SM Accessories,Terminal Equipment,Venturi VAV Box,VVAV,VVAV,H,Hot Water,HW,Venturi Valve,VTV,2400,CFM,1.5,20
Venturi VAV Box,VTI,SM,SM Accessories,Terminal Equipment,Venturi VAV Box,VVAV,VVAV,H,Hot Water,HW,Venturi Valve,VTV,3000,CFM,1.5,20
Venturi VAV Box,VTI,SM,SM Accessories,Terminal Equipment,Venturi VAV Box,VVAV,VVAV,H,No Heat,NO,Venturi Valve,VTV,200,CFM,1,20
Venturi VAV Box,VTI,SM,SM Accessories,Terminal Equipment,Venturi VAV Box,VVAV,VVAV,H,No Heat,NO,Venturi Valve,VTV,400,CFM,1,20
Venturi VAV Box,VTI,SM,SM Accessories,Terminal Equipment,Venturi VAV Box,VVAV,VVAV,H,No Heat,NO,Venturi Valve,VTV,600,CFM,1,20
Venturi VAV Box,VTI,SM,SM Accessories,Terminal Equipment,Venturi VAV Box,VVAV,VVAV,H,No Heat,NO,Venturi Valve,VTV,800,CFM,1,20
Venturi VAV Box,VTI,SM,SM Accessories,Terminal Equipment,Venturi VAV Box,VVAV,VVAV,H,No Heat,NO,Venturi Valve,VTV,1000,CFM,1,20
Venturi VAV Box,VTI,SM,SM Accessories,Terminal Equipment,Venturi VAV Box,VVAV,VVAV,H,No Heat,NO,Venturi Valve,VTV,1200,CFM,1,20
Venturi VAV Box,VTI,SM,SM Accessories,Terminal Equipment,Venturi VAV Box,VVAV,VVAV,H,No Heat,NO,Venturi Valve,VTV,1500,CFM,1,20
Venturi VAV Box,VTI,SM,SM Accessories,Terminal Equipment,Venturi VAV Box,VVAV,VVAV,H,No Heat,NO,Venturi Valve,VTV,2000,CFM,1,20
Venturi VAV Box,VTI,SM,SM Accessories,Terminal Equipment,Venturi VAV Box,VVAV,VVAV,H,No Heat,NO,Venturi Valve,VTV,2400,CFM,1,20
Venturi VAV Box,VTI,SM,SM Accessories,Terminal Equipment,Venturi VAV Box,VVAV,VVAV,H,No Heat,NO,Venturi Valve,VTV,3000,CFM,1,20
Fixture,FIX,PL,Fixtures,Fixtures,Wall Box,WB,DMW,P,Domestic Water,DMW,Wall Box,WB,0,N/A,0.5,25
Fixture,FIX,PL,Fixtures,Fixtures,Wall Clean Out,WCO,WV,P,Waste & Vent,WV,Wall Clean Out,WCO,0,N/A,0.5,25
Fixture,FIX,PL,Fixtures,Fixtures,Wall Hydrant,WH,DMW,P,Domestic Water,DMW,Wall Hydrant,WH,0,N/A,0.5,25
Fixture,FIX,PL,Fixtures,Fixtures,Wash Fountain,WF,DMW/WV,P,Domestic Water,DMW,Wash Fountain,WF,0,N/A,0.5,25
Fixture,FIX,PL,Fixtures,Fixtures,Washer Wall Box,WWB,DMW,P,Domestic Water,DMW,Washer Wall Box,WWB,0,N/A,0.5,25
Fixture,FIX,PL,Fixtures,Fixtures,Water Closet,WC,DMW/WV,P,Domestic Water,DMW,Water Closet,WC,0,N/A,0.5,25
Fixture,FIX,PL,Fixtures,Fixtures,Water Hammer Arrestor,WHA,Other,P,Domestic Water,DMW,Water Hammer Arrestor,WHA,0,N/A,0.5,20
Water Softener,DIRO,PL,Domestic Water Plant,Domestic Water,Water Softener,WS,Other,P,Water Softener,SFT,All,,5,GPM,6,15
Water Softener,DIRO,PL,Domestic Water Plant,Domestic Water,Water Softener,WS,Other,P,Water Softener,SFT,All,,10,GPM,6,15
Water Softener,DIRO,PL,Domestic Water Plant,Domestic Water,Water Softener,WS,Other,P,Water Softener,SFT,All,,25,GPM,6,15
Water Softener,DIRO,PL,Domestic Water Plant,Domestic Water,Water Softener,WS,Other,P,Water Softener,SFT,All,,50,GPM,6,15
Water Softener,DIRO,PL,Domestic Water Plant,Domestic Water,Water Softener,WS,Other,P,Water Softener,SFT,All,,75,GPM,6,15
Water Softener,DIRO,PL,Domestic Water Plant,Domestic Water,Water Softener,WS,Other,P,Water Softener,SFT,All,,150,GPM,6,15
Heat Pump,HP,SM,Air Handling System Terminal Equipment,Terminal Equipment,Water Source Heat Pump,WSHP,WSHP,H,Water Cooled,WTR,Horizontal,HOR,1,TONS,4,19
Heat Pump,HP,SM,Air Handling System Terminal Equipment,Terminal Equipment,Water Source Heat Pump,WSHP,WSHP,H,Water Cooled,WTR,Horizontal,HOR,3,TONS,4,19
Heat Pump,HP,SM,Air Handling System Terminal Equipment,Terminal Equipment,Water Source Heat Pump,WSHP,WSHP,H,Water Cooled,WTR,Horizontal,HOR,5,TONS,4.5,19
Heat Pump,HP,SM,Air Handling System Terminal Equipment,Terminal Equipment,Water Source Heat Pump,WSHP,WSHP,H,Water Cooled,WTR,Horizontal,HOR,10,TONS,5,19
Heat Pump,HP,SM,Air Handling System Terminal Equipment,Terminal Equipment,Water Source Heat Pump,WSHP,WSHP,H,Water Cooled,WTR,Horizontal,HOR,20,TONS,5,19
Heat Pump,HP,SM,Air Handling System Terminal Equipment,Terminal Equipment,Water Source Heat Pump,WSHP,WSHP,H,Water Cooled,WTR,Horizontal,HOR,40,TONS,5,19
Heat Pump,HP,SM,Air Handling System Terminal Equipment,Terminal Equipment,Water Source Heat Pump,WSHP,WSHP,H,Water Cooled,WTR,Vertical,VER,1,TONS,4,19
Heat Pump,HP,SM,Air Handling System Terminal Equipment,Terminal Equipment,Water Source Heat Pump,WSHP,WSHP,H,Water Cooled,WTR,Vertical,VER,3,TONS,4,19
Heat Pump,HP,SM,Air Handling System Terminal Equipment,Terminal Equipment,Water Source Heat Pump,WSHP,WSHP,H,Water Cooled,WTR,Vertical,VER,5,TONS,4.5,19
Heat Pump,HP,SM,Air Handling System Terminal Equipment,Terminal Equipment,Water Source Heat Pump,WSHP,WSHP,H,Water Cooled,WTR,Vertical,VER,10,TONS,5,19
Heat Pump,HP,SM,Air Handling System Terminal Equipment,Terminal Equipment,Water Source Heat Pump,WSHP,WSHP,H,Water Cooled,WTR,Vertical,VER,20,TONS,5,19
Heat Pump,HP,SM,Air Handling System Terminal Equipment,Terminal Equipment,Water Source Heat Pump,WSHP,WSHP,H,Water Cooled,WTR,Vertical,VER,40,TONS,5,19
Accessory,ACC,PF,"Chilled, Condenser, Heating Water, Steam","Chilled, Condenser, Heating Water, Steam",Water Treatment Controller,Water Treatment Controller,Water Treatment Controller,H,Water Treatment Controller,WTC,All,,2,GPM,0.5,15
Heat Pump,HP,PF,Cooling Tower Plant,Domestic Water,Water-to-Water Heat Pump,HP,HP,H,Water-to-Water,WTW,All,,5,TONS,4.5,19
Heat Pump,HP,PF,Cooling Tower Plant,Domestic Water,Water-to-Water Heat Pump,HP,HP,H,Water-to-Water,WTW,All,,10,TONS,5,19
Heat Pump,HP,PF,Cooling Tower Plant,Domestic Water,Water-to-Water Heat Pump,HP,HP,H,Water-to-Water,WTW,All,,25,TONS,5,19
Heat Pump,HP,PF,Cooling Tower Plant,Domestic Water,Water-to-Water Heat Pump,HP,HP,H,Water-to-Water,WTW,All,,50,TONS,5,19
Fixture,FIX,PL,Fixtures,Fixtures,Yard Clean Out,YCO,WV,P,Waste & Vent,WV,Yard Clean Out,YCO,0,N/A,0.5,25
Accessory,ACC,PL,Medical/Lab Gas Plant,Medical/Lab Gas,Zone Valve Box,ZVB,ZVB,P,Zone Valve Box,ZVB,All,,1,EA,0.5,25