## Sheet1
Asset Name | Asset Tag | Trade | Equip Served by | Vendor | Manufacturer | Model Number | Serial Number | Size | Unit | Motor HP | Estimated Operating Hours | USAssetID | System Category | Sub System Type | Sub System Classification | Asset Size (Rounded up) | ID Unit | Service Life | Date Installed | Floor | Area | Room Number | Notes | Unnamed: 24 | Unnamed: 25 | Unnamed: 26 | Unnamed: 27 | Unnamed: 28 | Unnamed: 29 | Unnamed: 30 | Unnamed: 31 | Unnamed: 32 | Unnamed: 33 | Unnamed: 34 | Unnamed: 35 | Unnamed: 36 | Unnamed: 37 | Unnamed: 38 | Unnamed: 39 | Unnamed: 40 | Unnamed: 41 | Unnamed: 42 | Unnamed: 43 | Unnamed: 44 | Unnamed: 45 | Unnamed: 46 | Unnamed: 47 | Unnamed: 48 | Unnamed: 49 | Unnamed: 50 | Unnamed: 51 | Unnamed: 52 | Unnamed: 53
Exhaust Fan | LF1-EF-R02 | Sheetmetal | Kitchen Exhaust/Make-up Air | Air Purification Co. | Cook | 300 CPA 300 CPA CL1 | 041SJ86020-01/0000701 | 11000 | CFM | 15 | 4000 | H-FAN-KEX-UTY-10000 | Fan | Kitchen Exhaust | Utility Set | 10000 | CFM | 20 | 2023-03-01 | 6 | A2 | ROOF |  |  |  | Inline | Upblast | Utility Set | nan | nan | nan |  |  |  | 500 | 750 | 1000 | 1500 | 2000 | 2500 | 3000 | 4000 | 5000 | 6000 | 7500 | 10000 | 15000 | 20000 | 25000 | 30000
Exhaust Fan | LF1-EF-R03 | Sheetmetal | Kitchen Exhaust/Make-up Air | Air Purification Co. | Cook | 165 ACRUX 165RX5B | 041SJ86020-00/0000701 | 600 | CFM | 0.5 | 4000 | H-FAN-KEX-UPB-750 | Fan | Kitchen Exhaust | Upblast | 750 | CFM | 20 | 2023-03-01 | 6 | A2 | ROOF |  |  |  | Inline | Upblast | Utility Set | nan | nan | nan |  |  |  | 250 | 500 | 750 | 1000 | 1500 | 2000 | 2500 | 3000 | 4000 | 5000 | 6000 | 7500 | 10000 | 15000 | 20000 | 25000
Exhaust Fan | LF1-EF-R04 | Sheetmetal | Exhaust Fan | Air Purification Co. | Cook | 165 ACRUH 165RH7B | 041SJ86020-00/0002601 | 1500 | CFM | 1 | 5000 | H-FAN-GEX-UPB-1500 | Fan | General Exhaust | Upblast | 1500 | CFM | 20 | 2023-03-01 | 6 | A2 | ROOF |  |  |  | Axial | Ceiling Mounted | Centrifugal | Upblast | Utility Set | Vane Axial |  |  |  | 100 | 250 | 500 | 750 | 1000 | 1500 | 2000 | 2500 | 3000 | 4000 | 5000 | 6000 | 7500 | 10000 | 15000 | 20000 | 30000 | 40000 | 50000
Exhaust Fan | LF2-EF-R02 | Sheetmetal | Exhaust Fan | Air Purification Co. | Cook | 365 ACRUH 365RH11B | 041SJ81900-00/0000701 | 11000 | CFM | 5 | 6000 | H-FAN-GEX-UPB-10000 | Fan | General Exhaust | Upblast | 10000 | CFM | 20 | 2023-03-01 | 4 | B - NORTH CONNECTOR | ROOF |  |  |  | Axial | Ceiling Mounted | Centrifugal | Upblast | Utility Set | Vane Axial |  |  |  | 100 | 250 | 500 | 750 | 1000 | 1500 | 2000 | 2500 | 3000 | 4000 | 5000 | 6000 | 7500 | 10000 | 15000 | 20000 | 30000 | 40000 | 50000
Exhaust Fan | LF2-LEF-R01 | Sheetmetal | Exhaust Fan | Air Purification Co. | Cook | 245 QMXLM 245 QMLXE22 | 041SJ81900-01/0000701 | 11700 | CFM | 15 | 6000 | H-FAN-LEX-PLM-10000 | Fan | Lab Exhaust | Utility Set, High Plume | 10000 | CFM | 20 | 2023-03-01 | 6 | C2 | ROOF |  |  |  | Utility Set | Utility Set, High Plume | nan | nan | nan | nan |  |  |  | 5000 | 7500 | 10000 | 15000 | 20000 | 25000 | 30000 | 40000 | 50000 | 60000 | 70000 | 80000 | 100000 | 120000
Exhaust Fan | LF2-LEF-R02 | Sheetmetal | Exhaust Fan | Air Purification Co. | Cook | 245 QMXLM 245 QMXLE22 | 041SJ81900-01/0000702 | 11700 | CFM | 15 | 6000 | H-FAN-LEX-PLM-10000 | Fan | Lab Exhaust | Utility Set, High Plume | 10000 | CFM | 20 | 2023-03-01 | 6 | C2 | ROOF |  |  |  | Utility Set | Utility Set, High Plume | nan | nan | nan | nan |  |  |  | 5000 | 7500 | 10000 | 15000 | 20000 | 25000 | 30000 | 40000 | 50000 | 60000 | 70000 | 80000 | 100000 | 120000
Exhaust Fan | LF2-LEF-R03 | Sheetmetal | Exhaust Fan | Air Purification Co. | Cook | 150 QMXLHM 150 QMXHPLE12 | 041SJ81900-01/0003001 | 2300 | CFM | 3 | 6000 | H-FAN-LEX-UTY-2000 | Fan | Lab Exhaust | Utility Set | 2000 | CFM | 20 | 2023-03-01 | 6 | C2 | ROOF |  |  |  | Utility Set | Utility Set, High Plume | nan | nan | nan | nan |  |  |  | 1000 | 2000 | 5000 | 7500 | 10000 | 15000 | 20000 | 25000 | 30000 | 40000 | 50000 | 60000 | 70000 | 80000
Exhaust Fan | LF2-LEF-R04 | Sheetmetal | Exhaust Fan | Air Purification Co. | Cook | 150 QMXLHM 150 QMXHPLE12 | 041SJ81900-01/0003002 | 2300 | CFM | 3 | 6000 | H-FAN-LEX-UTY-2000 | Fan | Lab Exhaust | Utility Set | 2000 | CFM | 20 | 2023-03-01 | 6 | C2 | ROOF |  |  |  | Utility Set | Utility Set, High Plume | nan | nan | nan | nan |  |  |  | 1000 | 2000 | 5000 | 7500 | 10000 | 15000 | 20000 | 25000 | 30000 | 40000 | 50000 | 60000 | 70000 | 80000
Exhaust Fan | LF2-LEF-R05 | Sheetmetal | Exhaust Fan | Air Purification Co. | Cook | 100 ACEL 100C15DL | 041SJ81900-00/0002401 | 200 | CFM | 0.125 | 5000 | H-FAN-GEX-UPB-250 | Fan | General Exhaust | Upblast | 250 | CFM | 20 | 2023-03-01 | 6 | C2 | ROOF |  |  |  | Axial | Ceiling Mounted | Centrifugal | Upblast | Utility Set | Vane Axial |  |  |  | 100 | 250 | 500 | 750 | 1000 | 1500 | 2000 | 2500 | 3000 | 4000 | 5000 | 6000 | 7500 | 10000 | 15000 | 20000 | 30000 | 40000 | 50000
Fan Powered Box | LF1-FPB-101 | Sheetmetal | VAV Terminal, Fan Powered | Air Purification Co. | Titus | DTXP | 05-12-R 22-D50068-B 001 | 1620 | CFM | 11.7384 | 2500 | H-FPB-ELE--1500 | Fan Powered Box | Electric | All | 1500 | CFM | 20 | 2023-03-01 | 1 | A1 | LOADING - LF1-1-137 | 8.76 |  |  | All | nan | nan | nan | nan | nan |  |  |  | 200 | 400 | 600 | 800 | 1000 | 1200 | 1500 | 2000 | 2400
Fan Powered Box | LF1-FPB-102 | Sheetmetal | VAV Terminal, Fan Powered | Air Purification Co. | Titus | DTQP | 03-10-? 22-D50068-B 002 | 950 | CFM | 6.8876 | 2500 | H-FPB-ELE--1000 | Fan Powered Box | Electric | All | 1000 | CFM | 20 | 2023-03-01 | 1 | A1 | SOLUTION CENTER - LF1-1-151 | 5.14 |  |  | All | nan | nan | nan | nan | nan |  |  |  | 200 | 400 | 600 | 800 | 1000 | 1200 | 1500 | 2000 | 2400
Fan Powered Box | LF1-FPB-103 | Sheetmetal | VAV Terminal, Fan Powered | Air Purification Co. | Titus | DTQP | 03-12-R 22-D50068-B 003 | 1300 | CFM | 9.4202 | 2500 | H-FPB-ELE--1500 | Fan Powered Box | Electric | All | 1500 | CFM | 20 | 2023-03-01 | 1 | A1 | DINING - LF1-1-205 | 7.03 |  |  | All | nan | nan | nan | nan | nan |  |  |  | 200 | 400 | 600 | 800 | 1000 | 1200 | 1500 | 2000 | 2400
Fan Powered Box | LF1-FPB-104 | Sheetmetal | VAV Terminal, Fan Powered | Air Purification Co. | Titus | DTQP | 03-12-R 22-D50068-B 004 | 1300 | CFM | 9.4202 | 2500 | H-FPB-ELE--1500 | Fan Powered Box | Electric | All | 1500 | CFM | 20 | 2023-03-01 | 1 | A2 | DINING - LF1-1-205 | 7.03 |  |  | All | nan | nan | nan | nan | nan |  |  |  | 200 | 400 | 600 | 800 | 1000 | 1200 | 1500 | 2000 | 2400
Fan Powered Box | LF1-FPB-105 | Sheetmetal | VAV Terminal, Fan Powered | Air Purification Co. | Titus | DTQP | 03-12-R 22-D50068-B 005 | 1300 | CFM | 9.4202 | 2500 | H-FPB-ELE--1500 | Fan Powered Box | Electric | All | 1500 | CFM | 20 | 2023-03-01 | 1 | A2 | DINING - LF1-1-205 | 7.03 |  |  | All | nan | nan | nan | nan | nan |  |  |  | 200 | 400 | 600 | 800 | 1000 | 1200 | 1500 | 2000 | 2400
Fan Powered Box | LF1-FPB-106 | Sheetmetal | VAV Terminal, Fan Powered | Air Purification Co. | Titus | DTQP | 03-12-2 22-D50068-B 006 | 1300 | CFM | 9.4202 | 2500 | H-FPB-ELE--1500 | Fan Powered Box | Electric | All | 1500 | CFM | 20 | 2023-03-01 | 1 | A2 | DINING - LF1-1-205 | 7.03 |  |  | All | nan | nan | nan | nan | nan |  |  |  | 200 | 400 | 600 | 800 | 1000 | 1200 | 1500 | 2000 | 2400
Fan Powered Box | LF1-FPB-107 | Sheetmetal | VAV Terminal, Fan Powered | Air Purification Co. | Titus | DTQP | 04-14-? 22-D50068-B 007 | 2000 | CFM | 14.4854 | 2500 | H-FPB-ELE--2000 | Fan Powered Box | Electric | All | 2000 | CFM | 20 | 2023-03-01 | 1 | A2 | DINING - LF1-1-205 | 10.81 |  |  | All | nan | nan | nan | nan | nan |  |  |  | 200 | 400 | 600 | 800 | 1000 | 1200 | 1500 | 2000 | 2400
Fan Powered Box | LF1-FPB-108 | Sheetmetal | VAV Terminal, Fan Powered | Air Purification Co. | Titus | DTQP | 05-12-R 22-D50068-B 008 | 1600 | CFM | 11.591 | 2500 | H-FPB-ELE--1500 | Fan Powered Box | Electric | All | 1500 | CFM | 20 | 2023-03-01 | 1 | A2 | COFFEE - LF1-1-220 | 8.65 |  |  | All | nan | nan | nan | nan | nan |  |  |  | 200 | 400 | 600 | 800 | 1000 | 1200 | 1500 | 2000 | 2400
Fan Powered Box | LF1-FPB-109 | Sheetmetal | VAV Terminal, Fan Powered | Air Purification Co. | Titus | DTQP | 04-14-R 22-D50068-B 009 | 1800 | CFM | 13.0382 | 2500 | H-FPB-ELE--2000 | Fan Powered Box | Electric | All | 2000 | CFM | 20 | 2023-03-01 | 1 | A2 | STORAGE - LF1-1-256 | 9.73 |  |  | All | nan | nan | nan | nan | nan |  |  |  | 200 | 400 | 600 | 800 | 1000 | 1200 | 1500 | 2000 | 2400
Fan Powered Box | LF1-FPB-110 | Sheetmetal | VAV Terminal, Fan Powered | Air Purification Co. | Titus | DTQP | 03-10-R 22-D50068-B 010 | 1140 | CFM | 8.2544 | 2500 | H-FPB-ELE--1200 | Fan Powered Box | Electric | All | 1200 | CFM | 20 | 2023-03-01 | 1 | A1 | MECHANICS - LF1-1-133 | 6.16 |  |  | All | nan | nan | nan | nan | nan |  |  |  | 200 | 400 | 600 | 800 | 1000 | 1200 | 1500 | 2000 | 2400
Fan Powered Box | LF1-FPB-201 | Sheetmetal | VAV Terminal, Fan Powered | Air Purification Co. | Titus | DTQP | 04-14-2 22-D60028-B 001 | 2010 | CFM | 14.5658 | 2500 | H-FPB-ELE--2000 | Fan Powered Box | Electric | All | 2000 | CFM | 20 | 2023-03-01 | 2 | A1 | OPEN OFFICE - LF1-2-120 | 10.87 |  |  | All | nan | nan | nan | nan | nan |  |  |  | 200 | 400 | 600 | 800 | 1000 | 1200 | 1500 | 2000 | 2400
Fan Powered Box | LF1-FPB-202 | Sheetmetal | VAV Terminal, Fan Powered | Air Purification Co. | Titus | DTQP | 04-14-2 22-D60028-B 002 | 1750 | CFM | 12.6764 | 2500 | H-FPB-ELE--2000 | Fan Powered Box | Electric | All | 2000 | CFM | 20 | 2023-03-01 | 2 | A1 | OPEN OFFICE - LF1-2-120 | 9.46 |  |  | All | nan | nan | nan | nan | nan |  |  |  | 200 | 400 | 600 | 800 | 1000 | 1200 | 1500 | 2000 | 2400
Fan Powered Box | LF1-FPB-203 | Sheetmetal | VAV Terminal, Fan Powered | Air Purification Co. | Titus | DTQP | 04-14-R 22-D60028-B 003 | 2000 | CFM | 14.4854 | 2500 | H-FPB-ELE--2000 | Fan Powered Box | Electric | All | 2000 | CFM | 20 | 2023-03-01 | 2 | A1 | OPEN OFFICE- LF1-2-160 | 10.81 |  |  | All | nan | nan | nan | nan | nan |  |  |  | 200 | 400 | 600 | 800 | 1000 | 1200 | 1500 | 2000 | 2400
Fan Powered Box | LF1-FPB-204 | Sheetmetal | VAV Terminal, Fan Powered | Air Purification Co. | Titus | DTQP | 03-10-R 22-D60028-B 004 | 1120 | CFM | 8.107 | 2500 | H-FPB-ELE--1200 | Fan Powered Box | Electric | All | 1200 | CFM | 20 | 2023-03-01 | 2 | A1 | OPEN OFFICE- LF1-2-160 | 6.05 |  |  | All | nan | nan | nan | nan | nan |  |  |  | 200 | 400 | 600 | 800 | 1000 | 1200 | 1500 | 2000 | 2400
Fan Powered Box | LF1-FPB-205 | Sheetmetal | VAV Terminal, Fan Powered | Air Purification Co. | Titus | DTQP | 03-10-2 22-D60028-B 005 | 1000 | CFM | 7.2494 | 2500 | H-FPB-ELE--1000 | Fan Powered Box | Electric | All | 1000 | CFM | 20 | 2023-03-01 | 2 | A1 | OPEN OFFICE- LF1-2-160 | 5.41 |  |  | All | nan | nan | nan | nan | nan |  |  |  | 200 | 400 | 600 | 800 | 1000 | 1200 | 1500 | 2000 | 2400
Fan Powered Box | LF1-FPB-206 | Sheetmetal | VAV Terminal, Fan Powered | Air Purification Co. | Titus | DTQP | 02-10-R 22-D60028-B 006 | 810 | CFM | 5.8692 | 2500 | H-FPB-ELE--800 | Fan Powered Box | Electric | All | 800 | CFM | 20 | 2023-03-01 | 2 | A1 | OPEN OFFICE- LF1-2-157 | 4.38 |  |  | All | nan | nan | nan | nan | nan |  |  |  | 200 | 400 | 600 | 800 | 1000 | 1200 | 1500 | 2000 | 2400
Fan Powered Box | LF1-FPB-207 | Sheetmetal | VAV Terminal, Fan Powered | Air Purification Co. | Titus | DTQP | 04-14-R 22-D60028-B 007 | 2100 | CFM | 15.209 | 2500 | H-FPB-ELE--2000 | Fan Powered Box | Electric | All | 2000 | CFM | 20 | 2023-03-01 | 2 | A2 | OPEN OFFICE- LF1-2-220 | 11.35 |  |  | All | nan | nan | nan | nan | nan |  |  |  | 200 | 400 | 600 | 800 | 1000 | 1200 | 1500 | 2000 | 2400
Fan Powered Box | LF1-FPB-208 | Sheetmetal | VAV Terminal, Fan Powered | Air Purification Co. | Titus | DTQP | 05-12-R 22-D60028-B 008 | 1500 | CFM | 10.8674 | 2500 | H-FPB-ELE--1500 | Fan Powered Box | Electric | All | 1500 | CFM | 20 | 2023-03-01 | 2 | A2 | OPEN OFFICE- LF1-2-220 | 8.11 |  |  | All | nan | nan | nan | nan | nan |  |  |  | 200 | 400 | 600 | 800 | 1000 | 1200 | 1500 | 2000 | 2400
Fan Powered Box | LF1-FPB-209 | Sheetmetal | VAV Terminal, Fan Powered | Air Purification Co. | Titus | DTQP | 04-14-R 22-D60028-B 009 | 2000 | CFM | 14.4854 | 2500 | H-FPB-ELE--2000 | Fan Powered Box | Electric | All | 2000 | CFM | 20 | 2023-03-01 | 2 | A2 | OPEN OFFICE- LF1-2-220 | 10.81 |  |  | All | nan | nan | nan | nan | nan |  |  |  | 200 | 400 | 600 | 800 | 1000 | 1200 | 1500 | 2000 | 2400
Fan Powered Box | LF1-FPB-211 | Sheetmetal | VAV Terminal, Fan Powered | Air Purification Co. | Titus | DTQP | 04-14-R 22-D60028-B 011 | 2350 | CFM | 17.018 | 2500 | H-FPB-ELE--2400 | Fan Powered Box | Electric | All | 2400 | CFM | 20 | 2023-03-01 | 2 | A2 | OPEN OFFICE- LF1-2-270 | 12.7 |  |  | All | nan | nan | nan | nan | nan |  |  |  | 200 | 400 | 600 | 800 | 1000 | 1200 | 1500 | 2000 | 2400
Fan Powered Box | LF1-FPB-212 | Sheetmetal | VAV Terminal, Fan Powered | Air Purification Co. | Titus | DTQP | 06-16-2 22-D60028-B 012 | 3680 | CFM | 26.6526 | 2500 | H-FPB-ELE--2400 | Fan Powered Box | Electric | All | 2400 | CFM | 20 | 2023-03-01 | 2 | A2 | OPEN OFFICE- LF1-2-270 | 19.89 |  |  | All | nan | nan | nan | nan | nan |  |  |  | 200 | 400 | 600 | 800 | 1000 | 1200 | 1500 | 2000 | 2400
Fan Powered Box | LF1-FPB-213 | Sheetmetal | VAV Terminal, Fan Powered | Air Purification Co. | Titus | DTQP | 03-12-2 22-D60028-B 013 | 1380 | CFM | 9.9964 | 2500 | H-FPB-ELE--1500 | Fan Powered Box | Electric | All | 1500 | CFM | 20 | 2023-03-01 | 2 | A1 | OPEN OFFICE - LF1-2-101 | 7.46 |  |  | All | nan | nan | nan | nan | nan |  |  |  | 200 | 400 | 600 | 800 | 1000 | 1200 | 1500 | 2000 | 2400
Fan Powered Box | LF1-FPB-214 | Sheetmetal | VAV Terminal, Fan Powered | Air Purification Co. | Titus | DTQP | 04-14-R 22-D60028-B 014 | 1760 | CFM | 12.7434 | 2500 | H-FPB-ELE--2000 | Fan Powered Box | Electric | All | 2000 | CFM | 20 | 2023-03-01 | 2 | A1 | OPEN OFFICE - LF1-2-120 | 9.51 |  |  | All | nan | nan | nan | nan | nan |  |  |  | 200 | 400 | 600 | 800 | 1000 | 1200 | 1500 | 2000 | 2400
Fan Powered Box | LF1-FPB-301 | Sheetmetal | VAV Terminal, Fan Powered | Air Purification Co. | Titus | DTQP | 04-14-2 22-D53965-B 001 | 2010 | CFM | 14.5658 | 2500 | H-FPB-ELE--2000 | Fan Powered Box | Electric | All | 2000 | CFM | 20 | 2023-03-01 | 3 | A1 | OPEN OFFICE - LF1-3-120 | 10.87 |  |  | All | nan | nan | nan | nan | nan |  |  |  | 200 | 400 | 600 | 800 | 1000 | 1200 | 1500 | 2000 | 2400
Fan Powered Box | LF1-FPB-302 | Sheetmetal | VAV Terminal, Fan Powered | Air Purification Co. | Titus | DTQP | 04-14-2 22-D53965-B 003 | 1750 | CFM | 12.6764 | 2500 | H-FPB-ELE--2000 | Fan Powered Box | Electric | All | 2000 | CFM | 20 | 2023-03-01 | 3 | A1 | OPEN OFFICE - LF1-3-120 | 9.46 |  |  | All | nan | nan | nan | nan | nan |  |  |  | 200 | 400 | 600 | 800 | 1000 | 1200 | 1500 | 2000 | 2400
Fan Powered Box | LF1-FPB-303 | Sheetmetal | VAV Terminal, Fan Powered | Air Purification Co. | Titus | DTQP | 04-14-R 22-D53965-B 004 | 2000 | CFM | 14.4854 | 2500 | H-FPB-ELE--2000 | Fan Powered Box | Electric | All | 2000 | CFM | 20 | 2023-03-01 | 3 | A1 | OPEN OFFICE - LF1-3-160 | 10.81 |  |  | All | nan | nan | nan | nan | nan |  |  |  | 200 | 400 | 600 | 800 | 1000 | 1200 | 1500 | 2000 | 2400
Fan Powered Box | LF1-FPB-304 | Sheetmetal | VAV Terminal, Fan Powered | Air Purification Co. | Titus | DTQP | 02-10-R 22-D53965-B 005 | 1120 | CFM | 8.107 | 2500 | H-FPB-ELE--1200 | Fan Powered Box | Electric | All | 1200 | CFM | 20 | 2023-03-01 | 3 | A1 | OPEN OFFICE - LF1-3-160 | 6.05 |  |  | All | nan | nan | nan | nan | nan |  |  |  | 200 | 400 | 600 | 800 | 1000 | 1200 | 1500 | 2000 | 2400
Fan Powered Box | LF1-FPB-305 | Sheetmetal | VAV Terminal, Fan Powered | Air Purification Co. | Titus | DTQP | 02-10-2 22-D53965-B 006 | 1000 | CFM | 7.2494 | 2500 | H-FPB-ELE--1000 | Fan Powered Box | Electric | All | 1000 | CFM | 20 | 2023-03-01 | 3 | A1 | OPEN OFFICE - LF1-3-160 | 5.41 |  |  | All | nan | nan | nan | nan | nan |  |  |  | 200 | 400 | 600 | 800 | 1000 | 1200 | 1500 | 2000 | 2400
Fan Powered Box | LF1-FPB-306 | Sheetmetal | VAV Terminal, Fan Powered | Air Purification Co. | Titus | DTQP | 02-10-R 22-D53965-B 007 | 810 | CFM | 5.8692 | 2500 | H-FPB-ELE--800 | Fan Powered Box | Electric | All | 800 | CFM | 20 | 2023-03-01 | 3 | A1 | OPEN OFFICE - LF1-3-157 | 4.38 |  |  | All | nan | nan | nan | nan | nan |  |  |  | 200 | 400 | 600 | 800 | 1000 | 1200 | 1500 | 2000 | 2400
Fan Powered Box | LF1-FPB-307 | Sheetmetal | VAV Terminal, Fan Powered | Air Purification Co. | Titus | DTQP | 04-14-? 22-D53965-B 008 | 2100 | CFM | 15.209 | 2500 | H-FPB-ELE--2000 | Fan Powered Box | Electric | All | 2000 | CFM | 20 | 2023-03-01 | 3 | A2 | OPEN OFFICE- LF1-3-220 | 11.35 |  |  | All | nan | nan | nan | nan | nan |  |  |  | 200 | 400 | 600 | 800 | 1000 | 1200 | 1500 | 2000 | 2400
Fan Powered Box | LF1-FPB-308 | Sheetmetal | VAV Terminal, Fan Powered | Air Purification Co. | Titus | DTQP | 04-14-? 22-D53965-B 009 | 1800 | CFM | 13.0382 | 2500 | H-FPB-ELE--2000 | Fan Powered Box | Electric | All | 2000 | CFM | 20 | 2023-03-01 | 3 | A2 | OPEN OFFICE- LF1-3-220 | 9.73 |  |  | All | nan | nan | nan | nan | nan |  |  |  | 200 | 400 | 600 | 800 | 1000 | 1200 | 1500 | 2000 | 2400
Fan Powered Box | LF1-FPB-309 | Sheetmetal | VAV Terminal, Fan Powered | Air Purification Co. | Titus | DTQP | 04-14-R 22-D53965-B 010 | 2000 | CFM | 14.4854 | 2500 | H-FPB-ELE--2000 | Fan Powered Box | Electric | All | 2000 | CFM | 20 | 2023-03-01 | 3 | A2 | OPEN OFFICE - A-3040 | 10.81 |  |  | All | nan | nan | nan | nan | nan |  |  |  | 200 | 400 | 600 | 800 | 1000 | 1200 | 1500 | 2000 | 2400
Fan Powered Box | LF1-FPB-310 | Sheetmetal | VAV Terminal, Fan Powered | Air Purification Co. | Titus | DTQP | 04-14-? 22-D53965-B 011 | 2000 | CFM | 14.4854 | 2500 | H-FPB-ELE--2000 | Fan Powered Box | Electric | All | 2000 | CFM | 20 | 2023-03-01 | 3 | A2 | OPEN OFFICE - A-3040 | 10.81 |  |  | All | nan | nan | nan | nan | nan |  |  |  | 200 | 400 | 600 | 800 | 1000 | 1200 | 1500 | 2000 | 2400
Fan Powered Box | LF1-FPB-311 | Sheetmetal | VAV Terminal, Fan Powered | Air Purification Co. | Titus | DTQP | 04-14-R 22-D53965-B 012 | 2350 | CFM | 17.018 | 2500 | H-FPB-ELE--2400 | Fan Powered Box | Electric | All | 2400 | CFM | 20 | 2023-03-01 | 3 | A2 | OPEN OFFICE - LF1-3-270 | 12.7 |  |  | All | nan | nan | nan | nan | nan |  |  |  | 200 | 400 | 600 | 800 | 1000 | 1200 | 1500 | 2000 | 2400
Fan Powered Box | LF1-FPB-312 | Sheetmetal | VAV Terminal, Fan Powered | Air Purification Co. | Titus | DTQP | 06-16-? 22-D53965-B 013 | 3680 | CFM | 26.6526 | 2500 | H-FPB-ELE--2400 | Fan Powered Box | Electric | All | 2400 | CFM | 20 | 2023-03-01 | 3 | A2 | OPEN OFFICE - LF1-3-270 | 19.89 |  |  | All | nan | nan | nan | nan | nan |  |  |  | 200 | 400 | 600 | 800 | 1000 | 1200 | 1500 | 2000 | 2400
Fan Powered Box | LF1-FPB-313 | Sheetmetal | VAV Terminal, Fan Powered | Air Purification Co. | Titus | DTQP | 03-12-R 22-D53965-B 014 | 1380 | CFM | 9.9964 | 2500 | H-FPB-ELE--1500 | Fan Powered Box | Electric | All | 1500 | CFM | 20 | 2023-03-01 | 3 | A1 | OPEN OFFICE - LF1-3-101 | 7.46 |  |  | All | nan | nan | nan | nan | nan |  |  |  | 200 | 400 | 600 | 800 | 1000 | 1200 | 1500 | 2000 | 2400
Fan Powered Box | LF1-FPB-314 | Sheetmetal | VAV Terminal, Fan Powered | Air Purification Co. | Titus | DTQP | 04-14-R 22-D53965-B 002 | 1760 | CFM | 12.7434 | 2500 | H-FPB-ELE--2000 | Fan Powered Box | Electric | All | 2000 | CFM | 20 | 2023-03-01 | 3 | A1 | OPEN OFFICE - LF1-3-120 | 9.51 |  |  | All | nan | nan | nan | nan | nan |  |  |  | 200 | 400 | 600 | 800 | 1000 | 1200 | 1500 | 2000 | 2400
Fan Powered Box | LF1-FPB-401 | Sheetmetal | VAV Terminal, Fan Powered | Air Purification Co. | Titus | DTQP | 04-14-R 22-D50113-B 001 | 2010 | CFM | 14.5658 | 2500 | H-FPB-ELE--2000 | Fan Powered Box | Electric | All | 2000 | CFM | 20 | 2023-03-01 | 4 | A1 | OPEN OFFICE - LF1-4-120 | 10.87 |  |  | All | nan | nan | nan | nan | nan |  |  |  | 200 | 400 | 600 | 800 | 1000 | 1200 | 1500 | 2000 | 2400
Fan Powered Box | LF1-FPB-402 | Sheetmetal | VAV Terminal, Fan Powered | Air Purification Co. | Titus | DTQP | 04-14-? 22-D50113-B 003 | 1750 | CFM | 12.6764 | 2500 | H-FPB-ELE--2000 | Fan Powered Box | Electric | All | 2000 | CFM | 20 | 2023-03-01 | 4 | A1 | OPEN OFFICE - LF1-4-120 | 9.46 |  |  | All | nan | nan | nan | nan | nan |  |  |  | 200 | 400 | 600 | 800 | 1000 | 1200 | 1500 | 2000 | 2400
Fan Powered Box | LF1-FPB-403 | Sheetmetal | VAV Terminal, Fan Powered | Air Purification Co. | Titus | DTQP | 04-14-? 22-D50113-B 004 | 2000 | CFM | 14.4854 | 2500 | H-FPB-ELE--2000 | Fan Powered Box | Electric | All | 2000 | CFM | 20 | 2023-03-01 | 4 | A1 | OFFICE - LF1-4-160 | 10.81 |  |  | All | nan | nan | nan | nan | nan |  |  |  | 200 | 400 | 600 | 800 | 1000 | 1200 | 1500 | 2000 | 2400
Fan Powered Box | LF1-FPB-404 | Sheetmetal | VAV Terminal, Fan Powered | Air Purification Co. | Titus | DTQP | 03-10-R 22-D50113-B 005 | 1120 | CFM | 8.107 | 2500 | H-FPB-ELE--1200 | Fan Powered Box | Electric | All | 1200 | CFM | 20 | 2023-03-01 | 4 | A1 | OFFICE - LF1-4-160 | 6.05 |  |  | All | nan | nan | nan | nan | nan |  |  |  | 200 | 400 | 600 | 800 | 1000 | 1200 | 1500 | 2000 | 2400
Fan Powered Box | LF1-FPB-405 | Sheetmetal | VAV Terminal, Fan Powered | Air Purification Co. | Titus | DTQP | 03-10-2 22-D50113-B 006 | 1000 | CFM | 7.2494 | 2500 | H-FPB-ELE--1000 | Fan Powered Box | Electric | All | 1000 | CFM | 20 | 2023-03-01 | 4 | A1 | OFFICE - LF1-4-160 | 5.41 |  |  | All | nan | nan | nan | nan | nan |  |  |  | 200 | 400 | 600 | 800 | 1000 | 1200 | 1500 | 2000 | 2400
Fan Powered Box | LF1-FPB-406 | Sheetmetal | VAV Terminal, Fan Powered | Air Purification Co. | Titus | DTQP | 02-10-? 22-D50113-B 007 | 810 | CFM | 5.8692 | 2500 | H-FPB-ELE--800 | Fan Powered Box | Electric | All | 800 | CFM | 20 | 2023-03-01 | 4 | A1 | OPEN OFFICE - LF1-4-157 | 4.38 |  |  | All | nan | nan | nan | nan | nan |  |  |  | 200 | 400 | 600 | 800 | 1000 | 1200 | 1500 | 2000 | 2400
Fan Powered Box | LF1-FPB-407 | Sheetmetal | VAV Terminal, Fan Powered | Air Purification Co. | Titus | DTQP | 04-14-? 22-D50147-B 008 | 2100 | CFM | 15.209 | 2500 | H-FPB-ELE--2000 | Fan Powered Box | Electric | All | 2000 | CFM | 20 | 2023-03-01 | 4 | A2 | OPEN OFFICE- LF1-4-220 | 11.35 |  |  | All | nan | nan | nan | nan | nan |  |  |  | 200 | 400 | 600 | 800 | 1000 | 1200 | 1500 | 2000 | 2400
Fan Powered Box | LF1-FPB-408 | Sheetmetal | VAV Terminal, Fan Powered | Air Purification Co. | Titus | DTQP | 04-14-2 22-D50113-B 009 | 1800 | CFM | 12.462 | 2500 | H-FPB-ELE--2000 | Fan Powered Box | Electric | All | 2000 | CFM | 20 | 2023-03-01 | 4 | A2 | OPEN OFFICE - LF1-4-220 | 9.3 |  |  | All | nan | nan | nan | nan | nan |  |  |  | 200 | 400 | 600 | 800 | 1000 | 1200 | 1500 | 2000 | 2400
Fan Powered Box | LF1-FPB-409 | Sheetmetal | VAV Terminal, Fan Powered | Air Purification Co. | Titus | DTQP | 04-14-R 22-D50113-B 010 | 2000 | CFM | 14.4854 | 2500 | H-FPB-ELE--2000 | Fan Powered Box | Electric | All | 2000 | CFM | 20 | 2023-03-01 | 4 | A2 | OPEN OFFICE - LF1-4-220 | 10.81 |  |  | All | nan | nan | nan | nan | nan |  |  |  | 200 | 400 | 600 | 800 | 1000 | 1200 | 1500 | 2000 | 2400
Fan Powered Box | LF1-FPB-410 | Sheetmetal | VAV Terminal, Fan Powered | Air Purification Co. | Titus | DTQP | 04-14-? 22-D50113-B 011 | 2000 | CFM | 14.4854 | 2500 | H-FPB-ELE--2000 | Fan Powered Box | Electric | All | 2000 | CFM | 20 | 2023-03-01 | 4 | A2 | OPEN OFFICE - LF1-4-270 | 10.81 |  |  | All | nan | nan | nan | nan | nan |  |  |  | 200 | 400 | 600 | 800 | 1000 | 1200 | 1500 | 2000 | 2400
Fan Powered Box | LF1-FPB-411 | Sheetmetal | VAV Terminal, Fan Powered | Air Purification Co. | Titus | DTQP | 04-14-R 22-D50113-B 012 | 2350 | CFM | 17.018 | 2500 | H-FPB-ELE--2400 | Fan Powered Box | Electric | All | 2400 | CFM | 20 | 2023-03-01 | 4 | A2 | OPEN OFFICE - LF1-4-270 | 12.7 |  |  | All | nan | nan | nan | nan | nan |  |  |  | 200 | 400 | 600 | 800 | 1000 | 1200 | 1500 | 2000 | 2400
Fan Powered Box | LF1-FPB-412 | Sheetmetal | VAV Terminal, Fan Powered | Air Purification Co. | Titus | DTQP | 06-16-R 22-D50113-B 013 | 3680 | CFM | 26.6526 | 2500 | H-FPB-ELE--2400 | Fan Powered Box | Electric | All | 2400 | CFM | 20 | 2023-03-01 | 4 | A2 | OPEN OFFICE - LF1-4-270 | 19.89 |  |  | All | nan | nan | nan | nan | nan |  |  |  | 200 | 400 | 600 | 800 | 1000 | 1200 | 1500 | 2000 | 2400
Fan Powered Box | LF1-FPB-413 | Sheetmetal | VAV Terminal, Fan Powered | Air Purification Co. | Titus | DTQP | 03-12-? 22-D50113-B 014 | 1380 | CFM | 9.9964 | 2500 | H-FPB-ELE--1500 | Fan Powered Box | Electric | All | 1500 | CFM | 20 | 2023-03-01 | 4 | A1 | OPEN OFFICE - LF1-4-101 | 7.46 |  |  | All | nan | nan | nan | nan | nan |  |  |  | 200 | 400 | 600 | 800 | 1000 | 1200 | 1500 | 2000 | 2400
Fan Powered Box | LF1-FPB-414 | Sheetmetal | VAV Terminal, Fan Powered | Air Purification Co. | Titus | DTQP | 04-14-? 22-D50113-B 015 | 1760 | CFM | 12.7434 | 2500 | H-FPB-ELE--2000 | Fan Powered Box | Electric | All | 2000 | CFM | 20 | 2023-03-01 | 4 | A1 | OPEN OFFICE - LF1-4-120 | 9.51 |  |  | All | nan | nan | nan | nan | nan |  |  |  | 200 | 400 | 600 | 800 | 1000 | 1200 | 1500 | 2000 | 2400
Fan Powered Box | LF1-FPB-501 | Sheetmetal | VAV Terminal, Fan Powered | Air Purification Co. | Titus | DFLP | 04-22-2 22-D50119-B 001 | 1760 | CFM | 12.7434 | 2500 | H-FPB-ELE--2000 | Fan Powered Box | Electric | All | 2000 | CFM | 20 | 2023-03-01 | 5 | A1 | OPEN OFFICE - LF1-5-120 | 9.51 |  |  | All | nan | nan | nan | nan | nan |  |  |  | 200 | 400 | 600 | 800 | 1000 | 1200 | 1500 | 2000 | 2400
Fan Powered Box | LF1-FPB-502 | Sheetmetal | VAV Terminal, Fan Powered | Air Purification Co. | Titus | DTQP | 04-14-2 22-D50113-B 016 | 2000 | CFM | 14.4854 | 2500 | H-FPB-ELE--2000 | Fan Powered Box | Electric | All | 2000 | CFM | 20 | 2023-03-01 | 5 | A1 | OPEN OFFICE - LF1-5-120 | 10.81 |  |  | All | nan | nan | nan | nan | nan |  |  |  | 200 | 400 | 600 | 800 | 1000 | 1200 | 1500 | 2000 | 2400
Fan Powered Box | LF1-FPB-503 | Sheetmetal | VAV Terminal, Fan Powered | Air Purification Co. | Titus | DTQP | 05-12-R 22-D50113-B 017 | 1800 | CFM | 13.0382 | 2500 | H-FPB-ELE--2000 | Fan Powered Box | Electric | All | 2000 | CFM | 20 | 2023-03-01 | 5 | A1 | OPEN OFFICE - LF1-5-160 | 9.73 |  |  | All | nan | nan | nan | nan | nan |  |  |  | 200 | 400 | 600 | 800 | 1000 | 1200 | 1500 | 2000 | 2400
Fan Powered Box | LF1-FPB-504 | Sheetmetal | VAV Terminal, Fan Powered | Air Purification Co. | Titus | DFLP | 04-22-R 22-D50119-B 002 | 1375 | CFM | 9.9562 | 2500 | H-FPB-ELE--1500 | Fan Powered Box | Electric | All | 1500 | CFM | 20 | 2023-03-01 | 5 | A1 | OPEN OFFICE - LF1-5-160 | 7.43 |  |  | All | nan | nan | nan | nan | nan |  |  |  | 200 | 400 | 600 | 800 | 1000 | 1200 | 1500 | 2000 | 2400
Fan Powered Box | LF1-FPB-505 | Sheetmetal | VAV Terminal, Fan Powered | Air Purification Co. | Titus | DFLP | 04-22-2 22-D50119-B 003 | 1000 | CFM | 7.2494 | 2500 | H-FPB-ELE--1000 | Fan Powered Box | Electric | All | 1000 | CFM | 20 | 2023-03-01 | 5 | A1 | CONF - LF1-5-172 | 5.41 |  |  | All | nan | nan | nan | nan | nan |  |  |  | 200 | 400 | 600 | 800 | 1000 | 1200 | 1500 | 2000 | 2400
Fan Powered Box | LF1-FPB-506 | Sheetmetal | VAV Terminal, Fan Powered | Air Purification Co. | Titus | DFLP | 04-22-2 22-D50119-B 004 | 1080 | CFM | 7.8256 | 2500 | H-FPB-ELE--1000 | Fan Powered Box | Electric | All | 1000 | CFM | 20 | 2023-03-01 | 5 | A1 | OPEN OFFICE - LF1-5-157 | 5.84 |  |  | All | nan | nan | nan | nan | nan |  |  |  | 200 | 400 | 600 | 800 | 1000 | 1200 | 1500 | 2000 | 2400
Fan Powered Box | LF1-FPB-507 | Sheetmetal | VAV Terminal, Fan Powered | Air Purification Co. | Titus | DFLP | 04-22-2 22-D50119-B 005 | 1200 | CFM | 8.6966 | 2500 | H-FPB-ELE--1200 | Fan Powered Box | Electric | All | 1200 | CFM | 20 | 2023-03-01 | 5 | A2 | OPEN OFFICE - LF1-5-220 | 6.49 |  |  | All | nan | nan | nan | nan | nan |  |  |  | 200 | 400 | 600 | 800 | 1000 | 1200 | 1500 | 2000 | 2400
Fan Powered Box | LF1-FPB-508 | Sheetmetal | VAV Terminal, Fan Powered | Air Purification Co. | Titus | DFLP | 04-22-2 22-D50119-B 006 | 1800 | CFM | 13.0382 | 2500 | H-FPB-ELE--2000 | Fan Powered Box | Electric | All | 2000 | CFM | 20 | 2023-03-01 | 5 | A2 | OPEN OFFICE - LF1-5-220 | 9.73 |  |  | All | nan | nan | nan | nan | nan |  |  |  | 200 | 400 | 600 | 800 | 1000 | 1200 | 1500 | 2000 | 2400
Fan Powered Box | LF1-FPB-509 | Sheetmetal | VAV Terminal, Fan Powered | Air Purification Co. | Titus | DTQP | 03-12-R 22-D50113-B 018 | 1560 | CFM | 11.2962 | 2500 | H-FPB-ELE--1500 | Fan Powered Box | Electric | All | 1500 | CFM | 20 | 2023-03-01 | 5 | A2 | OPEN OFFICE - LF1-5-220 | 8.43 |  |  | All | nan | nan | nan | nan | nan |  |  |  | 200 | 400 | 600 | 800 | 1000 | 1200 | 1500 | 2000 | 2400
Fan Powered Box | LF1-FPB-510 | Sheetmetal | VAV Terminal, Fan Powered | Air Purification Co. | Titus | DTQP | 04-14-R 22-D50113-B 019 | 2400 | CFM | 17.3798 | 2500 | H-FPB-ELE--2400 | Fan Powered Box | Electric | All | 2400 | CFM | 20 | 2023-03-01 | 5 | A2 | OPEN OFFICE - LF1-5-270 | 12.97 |  |  | All | nan | nan | nan | nan | nan |  |  |  | 200 | 400 | 600 | 800 | 1000 | 1200 | 1500 | 2000 | 2400
Fan Powered Box | LF1-FPB-511 | Sheetmetal | VAV Terminal, Fan Powered | Air Purification Co. | Titus | DFLP | 04-22-R 22-D50119-B 007 | 1760 | CFM | 12.7434 | 2500 | H-FPB-ELE--2000 | Fan Powered Box | Electric | All | 2000 | CFM | 20 | 2023-03-01 | 5 | A2 | OPEN OFFICE - LF1-5-270 | 9.51 |  |  | All | nan | nan | nan | nan | nan |  |  |  | 200 | 400 | 600 | 800 | 1000 | 1200 | 1500 | 2000 | 2400
Fan Powered Box | LF1-FPB-512 | Sheetmetal | VAV Terminal, Fan Powered | Air Purification Co. | Titus | DFLP | 04-22-R 22-D50119-B 008 | 1760 | CFM | 12.7434 | 2500 | H-FPB-ELE--2000 | Fan Powered Box | Electric | All | 2000 | CFM | 20 | 2023-03-01 | 5 | A2 | OPEN OFFICE - LF1-5-270 | 9.51 |  |  | All | nan | nan | nan | nan | nan |  |  |  | 200 | 400 | 600 | 800 | 1000 | 1200 | 1500 | 2000 | 2400
Fan Powered Box | LF1-FPB-513 | Sheetmetal | VAV Terminal, Fan Powered | Air Purification Co. | Titus | DFLP | 04-22-R 22-D50119-B 009 | 1760 | CFM | 12.7434 | 2500 | H-FPB-ELE--2000 | Fan Powered Box | Electric | All | 2000 | CFM | 20 | 2023-03-01 | 5 | A1 | OPEN OFFICE - LF1-5-101 | 9.51 |  |  | All | nan | nan | nan | nan | nan |  |  |  | 200 | 400 | 600 | 800 | 1000 | 1200 | 1500 | 2000 | 2400
Fan Powered Box | LF1-FPB-514 | Sheetmetal | VAV Terminal, Fan Powered | Air Purification Co. | Titus | DFLP | 04-22-R 22-D50119-B 010 | 1760 | CFM | 12.7434 | 2500 | H-FPB-ELE--2000 | Fan Powered Box | Electric | All | 2000 | CFM | 20 | 2023-03-01 | 5 | A1 | OPEN OFFICE - LF1-5-120 | 9.51 |  |  | All | nan | nan | nan | nan | nan |  |  |  | 200 | 400 | 600 | 800 | 1000 | 1200 | 1500 | 2000 | 2400
Fan Powered Box | LF1-FPB-515 | Sheetmetal | VAV Terminal, Fan Powered | Air Purification Co. | Titus | DFLP | 04-22-2 22-D50119-B 011 | 1200 | CFM | 8.6966 | 2500 | H-FPB-ELE--1200 | Fan Powered Box | Electric | All | 1200 | CFM | 20 | 2023-03-01 | 5 | A2 | OPEN OFFICE - LF1-5-220 | 6.49 |  |  | All | nan | nan | nan | nan | nan |  |  |  | 200 | 400 | 600 | 800 | 1000 | 1200 | 1500 | 2000 | 2400
Fan Powered Box | LF1-FPB-516 | Sheetmetal | VAV Terminal, Fan Powered | Air Purification Co. | Titus | DFLP | 04-22-R 22-D50119-B 012 | 1760 | CFM | 12.7434 | 2500 | H-FPB-ELE--2000 | Fan Powered Box | Electric | All | 2000 | CFM | 20 | 2023-03-01 | 5 | A2 | OPEN OFFICE - LF1-5-270 | 9.51 |  |  | All | nan | nan | nan | nan | nan |  |  |  | 200 | 400 | 600 | 800 | 1000 | 1200 | 1500 | 2000 | 2400
Fan Powered Box | LF2-FPB-101 | Sheetmetal | VAV Terminal, Fan Powered | Air Purification Co. | Titus | DTQP | 02-08-2 22-D46284-B 001 | 400 | CFM | 2.8944 | 2500 | H-FPB-ELE--400 | Fan Powered Box | Electric | All | 400 | CFM | 20 | 2023-03-01 | 1 | C2.4 | MED ED TRAINING - LF2-1-201 | 2.16 |  |  | All | nan | nan | nan | nan | nan |  |  |  | 200 | 400 | 600 | 800 | 1000 | 1200 | 1500 | 2000 | 2400
Fan Powered Box | LF2-FPB-102 | Sheetmetal | VAV Terminal, Fan Powered | Air Purification Co. | Titus | DTQP | 02-08-2 22-D46284-B 002 | 500 | CFM | 3.618 | 2500 | H-FPB-ELE--600 | Fan Powered Box | Electric | All | 600 | CFM | 20 | 2023-03-01 | 1 | D - SOUTH CONNECTOR | BREAKOUT - LF2-2-329 | 2.7 |  |  | All | nan | nan | nan | nan | nan |  |  |  | 200 | 400 | 600 | 800 | 1000 | 1200 | 1500 | 2000 | 2400
Fan Powered Box | LF2-FPB-103 | Sheetmetal | VAV Terminal, Fan Powered | Air Purification Co. | Titus | DTQP | 02-08-2 22-D46284-B 003 | 410 | CFM | 2.9748 | 2500 | H-FPB-ELE--400 | Fan Powered Box | Electric | All | 400 | CFM | 20 | 2023-03-01 | 1 | D - SOUTH CONNECTOR | BREAKOUT - LF2-2-329 | 2.22 |  |  | All | nan | nan | nan | nan | nan |  |  |  | 200 | 400 | 600 | 800 | 1000 | 1200 | 1500 | 2000 | 2400
Fan Powered Box | LF2-FPB-104 | Sheetmetal | VAV Terminal, Fan Powered | Air Purification Co. | Titus | DTQP | 03-12-R 22-D46284-B 004 | 1160 | CFM | 8.308 | 2500 | H-FPB-ELE--1200 | Fan Powered Box | Electric | All | 1200 | CFM | 20 | 2023-03-01 | 1 | D - SOUTH CONNECTOR | STORAGE LF2-1-335 | 6.2 |  |  | All | nan | nan | nan | nan | nan |  |  |  | 200 | 400 | 600 | 800 | 1000 | 1200 | 1500 | 2000 | 2400
Fan Powered Box | LF2-FPB-105 | Sheetmetal | VAV Terminal, Fan Powered | Air Purification Co. | Titus | DTQP | 03-10-R 22-D46284-B 005 | 900 | CFM | 6.432 | 2500 | H-FPB-ELE--1000 | Fan Powered Box | Electric | All | 1000 | CFM | 20 | 2023-03-01 | 1 | D - SOUTH CONNECTOR | STORAGE LF2-1-335 | 4.8 |  |  | All | nan | nan | nan | nan | nan |  |  |  | 200 | 400 | 600 | 800 | 1000 | 1200 | 1500 | 2000 | 2400
Fan Powered Box | LF2-FPB-106 | Sheetmetal | VAV Terminal, Fan Powered | Air Purification Co. | Titus | DTQP | 02-08-2 22-D46284-B 006 | 500 | CFM | 2.68 | 2500 | H-FPB-ELE--600 | Fan Powered Box | Electric | All | 600 | CFM | 20 | 2023-03-01 | 1 | D - SOUTH CONNECTOR | STORAGE LF2-1-335 | 2 |  |  | All | nan | nan | nan | nan | nan |  |  |  | 200 | 400 | 600 | 800 | 1000 | 1200 | 1500 | 2000 | 2400
Fan Powered Box | LF2-FPB-107 | Sheetmetal | VAV Terminal, Fan Powered | Air Purification Co. | Titus | DTQP | 02-08-R 22-D46284-B 007 | 600 | CFM | 4.3416 | 2500 | H-FPB-ELE--600 | Fan Powered Box | Electric | All | 600 | CFM | 20 | 2023-03-01 | 1 | D - SOUTH CONNECTOR | STORAGE LF2-1-340 | 3.24 |  |  | All | nan | nan | nan | nan | nan |  |  |  | 200 | 400 | 600 | 800 | 1000 | 1200 | 1500 | 2000 | 2400
Fan Powered Box | LF2-FPB-108 | Sheetmetal | VAV Terminal, Fan Powered | Air Purification Co. | Titus | DTQP | 05-12-? 22-D50068-B 008 | 1200 | CFM | 8.6966 | 2500 | H-FPB-ELE--1200 | Fan Powered Box | Electric | All | 1200 | CFM | 20 | 2023-03-01 | 1 | D - SOUTH CONNECTOR | STORAGE LF2-1-305 | 6.49 |  |  | All | nan | nan | nan | nan | nan |  |  |  | 200 | 400 | 600 | 800 | 1000 | 1200 | 1500 | 2000 | 2400
Fan Powered Box | LF2-FPB-109 | Sheetmetal | VAV Terminal, Fan Powered | Air Purification Co. | Titus | DTQP | 04-14-? 22-D46284-B 009 | 2000 | CFM | 14.4854 | 2500 | H-FPB-ELE--2000 | Fan Powered Box | Electric | All | 2000 | CFM | 20 | 2023-03-01 | 1 | C2.4 | MED ED TRAINING - LF2-1-201 | 10.81 |  |  | All | nan | nan | nan | nan | nan |  |  |  | 200 | 400 | 600 | 800 | 1000 | 1200 | 1500 | 2000 | 2400
Fan Powered Box | LF2-FPB-110 | Sheetmetal | VAV Terminal, Fan Powered | Air Purification Co. | Titus | DTQP | 05-10-R 22-D46284-B 010 | 1395 | CFM | 10.1036 | 2500 | H-FPB-ELE--1500 | Fan Powered Box | Electric | All | 1500 | CFM | 20 | 2023-03-01 | 1 | C2.4 | MED ED TRAINING - LF2-1-202 | 7.54 |  |  | All | nan | nan | nan | nan | nan |  |  |  | 200 | 400 | 600 | 800 | 1000 | 1200 | 1500 | 2000 | 2400
Fan Powered Box | LF2-FPB-111 | Sheetmetal | VAV Terminal, Fan Powered | Air Purification Co. | Titus | DTQP | 03-10-R 22-D46284-B 011 | 1200 | CFM | 8.6966 | 2500 | H-FPB-ELE--1200 | Fan Powered Box | Electric | All | 1200 | CFM | 20 | 2023-03-01 | 1 | C2.4 | MED ED TRAINING - LF2-1-203 | 6.49 |  |  | All | nan | nan | nan | nan | nan |  |  |  | 200 | 400 | 600 | 800 | 1000 | 1200 | 1500 | 2000 | 2400
Fan Powered Box | LF2-FPB-112 | Sheetmetal | VAV Terminal, Fan Powered | Air Purification Co. | Titus | DTQP | 03-10-R 22-D46284-B 012 | 1200 | CFM | 8.6966 | 2500 | H-FPB-ELE--1200 | Fan Powered Box | Electric | All | 1200 | CFM | 20 | 2023-03-01 | 1 | C2.4 | MED ED TRAINING - LF2-1-203 | 6.49 |  |  | All | nan | nan | nan | nan | nan |  |  |  | 200 | 400 | 600 | 800 | 1000 | 1200 | 1500 | 2000 | 2400
Fan Powered Box | LF2-FPB-113 | Sheetmetal | VAV Terminal, Fan Powered | Air Purification Co. | Titus | DTQP | 03-10-2 22-D46284-B 013 | 1000 | CFM | 7.2494 | 2500 | H-FPB-ELE--1000 | Fan Powered Box | Electric | All | 1000 | CFM | 20 | 2023-03-01 | 1 | C1.4 | HALLWAY - LF2-1-250 | 5.41 |  |  | All | nan | nan | nan | nan | nan |  |  |  | 200 | 400 | 600 | 800 | 1000 | 1200 | 1500 | 2000 | 2400
Fan Powered Box | LF2-FPB-114 | Sheetmetal | VAV Terminal, Fan Powered | Air Purification Co. | Titus | DTQP | 05-12-R 22-D46284-B 014 | 1590 | CFM | 11.524 | 2500 | H-FPB-ELE--1500 | Fan Powered Box | Electric | All | 1500 | CFM | 20 | 2023-03-01 | 1 | B - NORTH CONNECTOR | BIKE STORAGE - LF2-1-406 | 8.6 |  |  | All | nan | nan | nan | nan | nan |  |  |  | 200 | 400 | 600 | 800 | 1000 | 1200 | 1500 | 2000 | 2400
Fan Powered Box | LF2-FPB-115 | Sheetmetal | VAV Terminal, Fan Powered | Air Purification Co. | Titus | DTQP | 04-14-2 22-D46284-B 015 | 2000 | CFM | 14.4854 | 2500 | H-FPB-ELE--2000 | Fan Powered Box | Electric | All | 2000 | CFM | 20 | 2023-03-01 | 1 | B - NORTH CONNECTOR | FITNESS - LF2-1-407 | 10.81 |  |  | All | nan | nan | nan | nan | nan |  |  |  | 200 | 400 | 600 | 800 | 1000 | 1200 | 1500 | 2000 | 2400
Fan Powered Box | LF2-FPB-116 | Sheetmetal | VAV Terminal, Fan Powered | Air Purification Co. | Titus | DTQP | 04-14-R 22-D46284-B 016 | 2000 | CFM | 14.4854 | 2500 | H-FPB-ELE--2000 | Fan Powered Box | Electric | All | 2000 | CFM | 20 | 2023-03-01 | 1 | B - NORTH CONNECTOR | FITNESS - LF2-1-407 | 10.81 |  |  | All | nan | nan | nan | nan | nan |  |  |  | 200 | 400 | 600 | 800 | 1000 | 1200 | 1500 | 2000 | 2400
Fan Powered Box | LF2-FPB-117 | Sheetmetal | VAV Terminal, Fan Powered | Air Purification Co. | Titus | DTQP | 04-14-2 22-D46284-B 017 | 2000 | CFM | 14.4854 | 2500 | H-FPB-ELE--2000 | Fan Powered Box | Electric | All | 2000 | CFM | 20 | 2023-03-01 | 1 | B - NORTH CONNECTOR | FITNESS - LF2-1-407 | 10.81 |  |  | All | nan | nan | nan | nan | nan |  |  |  | 200 | 400 | 600 | 800 | 1000 | 1200 | 1500 | 2000 | 2400
Fan Powered Box | LF2-FPB-118 | Sheetmetal | VAV Terminal, Fan Powered | Air Purification Co. | Titus | DTQP | 04-14-R 22-D46284-B 018 | 1800 | CFM | 13.0382 | 2500 | H-FPB-ELE--2000 | Fan Powered Box | Electric | All | 2000 | CFM | 20 | 2023-03-01 | 1 | C1.2 | DOCK - LF2-1-110 | 9.73 |  |  | All | nan | nan | nan | nan | nan |  |  |  | 200 | 400 | 600 | 800 | 1000 | 1200 | 1500 | 2000 | 2400
Fan Powered Box | LF2-FPB-119 | Sheetmetal | VAV Terminal, Fan Powered | Air Purification Co. | Titus | DTQP | 03-10-2 22-D46284-B 019 | 1000 | CFM | 7.2494 | 2500 | H-FPB-ELE--1000 | Fan Powered Box | Electric | All | 1000 | CFM | 20 | 2023-03-01 | 1 | C1.4 | HALLWAY - LF2-1-250 | 5.41 |  |  | All | nan | nan | nan | nan | nan |  |  |  | 200 | 400 | 600 | 800 | 1000 | 1200 | 1500 | 2000 | 2400
Fan Powered Box | LF2-FPB-201 | Sheetmetal | VAV Terminal, Fan Powered | Air Purification Co. | Titus | DTQP | 03-10-R 22-D24380-B 001 | 1050 | CFM | 7.6112 | 2500 | H-FPB-ELE--1000 | Fan Powered Box | Electric | All | 1000 | CFM | 20 | 2023-03-01 | 2 | D - SOUTH CONNECTOR | OBSERVATION ROOM - LF2-2-304B | 5.68 |  |  | All | nan | nan | nan | nan | nan |  |  |  | 200 | 400 | 600 | 800 | 1000 | 1200 | 1500 | 2000 | 2400
Fan Powered Box | LF2-FPB-202 | Sheetmetal | VAV Terminal, Fan Powered | Air Purification Co. | Titus | DTQP | 03-10-R 22-D24380-B 003 | 1000 | CFM | 7.2494 | 2500 | H-FPB-ELE--1000 | Fan Powered Box | Electric | All | 1000 | CFM | 20 | 2023-03-01 | 2 | D - SOUTH CONNECTOR | BREAKOUT - LF2-2-300 | 5.41 |  |  | All | nan | nan | nan | nan | nan |  |  |  | 200 | 400 | 600 | 800 | 1000 | 1200 | 1500 | 2000 | 2400
Fan Powered Box | LF2-FPB-203 | Sheetmetal | VAV Terminal, Fan Powered | Air Purification Co. | Titus | DTQP | 02-10-R 22-D24380-B 004 | 560 | CFM | 4.0602 | 2500 | H-FPB-ELE--600 | Fan Powered Box | Electric | All | 600 | CFM | 20 | 2023-03-01 | 2 | D - SOUTH CONNECTOR | MICROBIOLOGY LAB - LF2-2-308 | 3.03 |  |  | All | nan | nan | nan | nan | nan |  |  |  | 200 | 400 | 600 | 800 | 1000 | 1200 | 1500 | 2000 | 2400
Fan Powered Box | LF2-FPB-204 | Sheetmetal | VAV Terminal, Fan Powered | Air Purification Co. | Titus | DTQP | 02-08-R 22-D24380-B 005 | 600 | CFM | 4.3416 | 2500 | H-FPB-ELE--600 | Fan Powered Box | Electric | All | 600 | CFM | 20 | 2023-03-01 | 2 | D - SOUTH CONNECTOR | BREAKOUT - LF2-2-300 | 3.24 |  |  | All | nan | nan | nan | nan | nan |  |  |  | 200 | 400 | 600 | 800 | 1000 | 1200 | 1500 | 2000 | 2400
Fan Powered Box | LF2-FPB-205 | Sheetmetal | VAV Terminal, Fan Powered | Air Purification Co. | Titus | DTQP | 05-12-2 22-D24380-B 006 | 1410 | CFM | 10.2108 | 2500 | H-FPB-ELE--1500 | Fan Powered Box | Electric | All | 1500 | CFM | 20 | 2023-03-01 | 2 | D - SOUTH CONNECTOR | EINSTEIN MOCK OR - LF2-2-307 | 7.62 |  |  | All | nan | nan | nan | nan | nan |  |  |  | 200 | 400 | 600 | 800 | 1000 | 1200 | 1500 | 2000 | 2400
Fan Powered Box | LF2-FPB-206 | Sheetmetal | VAV Terminal, Fan Powered | Air Purification Co. | Titus | DTQP | 05-12-R 22-D24380-B 007 | 1660 | CFM | 12.0198 | 2500 | H-FPB-ELE--1500 | Fan Powered Box | Electric | All | 1500 | CFM | 20 | 2023-03-01 | 2 | D - SOUTH CONNECTOR | STORAGE - LF2-2-306 | 8.97 |  |  | All | nan | nan | nan | nan | nan |  |  |  | 200 | 400 | 600 | 800 | 1000 | 1200 | 1500 | 2000 | 2400
Fan Powered Box | LF2-FPB-207 | Sheetmetal | VAV Terminal, Fan Powered | Air Purification Co. | Titus | DTQP | 05-12-R 22-D24380-B 008 | 1440 | CFM | 10.4252 | 2500 | H-FPB-ELE--1500 | Fan Powered Box | Electric | All | 1500 | CFM | 20 | 2023-03-01 | 2 | D - SOUTH CONNECTOR | GALLEY - LF2-2-320 | 7.78 |  |  | All | nan | nan | nan | nan | nan |  |  |  | 200 | 400 | 600 | 800 | 1000 | 1200 | 1500 | 2000 | 2400
Fan Powered Box | LF2-FPB-208 | Sheetmetal | VAV Terminal, Fan Powered | Air Purification Co. | Titus | DTQP | 02-08-R 22-D24380-B 009 | 600 | CFM | 4.3416 | 2500 | H-FPB-ELE--600 | Fan Powered Box | Electric | All | 600 | CFM | 20 | 2023-03-01 | 2 | D - SOUTH CONNECTOR | GALLEY - LF2-2-320 | 3.24 |  |  | All | nan | nan | nan | nan | nan |  |  |  | 200 | 400 | 600 | 800 | 1000 | 1200 | 1500 | 2000 | 2400
Fan Powered Box | LF2-FPB-209 | Sheetmetal | VAV Terminal, Fan Powered | Air Purification Co. | Titus | DTQP | 02-10-R 22-D24380-B 010 | 840 | CFM | 6.0836 | 2500 | H-FPB-ELE--800 | Fan Powered Box | Electric | All | 800 | CFM | 20 | 2023-03-01 | 2 | D - SOUTH CONNECTOR | GALLEY - LF2-2-320 | 4.54 |  |  | All | nan | nan | nan | nan | nan |  |  |  | 200 | 400 | 600 | 800 | 1000 | 1200 | 1500 | 2000 | 2400
Fan Powered Box | LF2-FPB-240 | Sheetmetal | VAV Terminal, Fan Powered | Air Purification Co. | Titus | DTQP | 02-08-R 22-D24460-B 040 | 500 | CFM | 3.35 | 2500 | H-FPB-ELE--600 | Fan Powered Box | Electric | All | 600 | CFM | 20 | 2023-03-01 | 2 | 0 | 0 | 2.5 |  |  | All | nan | nan | nan | nan | nan |  |  |  | 200 | 400 | 600 | 800 | 1000 | 1200 | 1500 | 2000 | 2400
Fan Powered Box | LF2-FPB-301 | Sheetmetal | VAV Terminal, Fan Powered | Air Purification Co. | Titus | DTQP | 04-14-R 22-C98690-A 001 | 2300 | CFM | 16.6562 | 2500 | H-FPB-ELE--2400 | Fan Powered Box | Electric | All | 2400 | CFM | 20 | 2023-03-01 | 3 | C1 | OPEN OFFICE - LF2-3-120 | 12.43 |  |  | All | nan | nan | nan | nan | nan |  |  |  | 200 | 400 | 600 | 800 | 1000 | 1200 | 1500 | 2000 | 2400
Fan Powered Box | LF2-FPB-302 | Sheetmetal | VAV Terminal, Fan Powered | Air Purification Co. | Titus | DTQP | 04-14-2 22-C98690-A 002 | 2000 | CFM | 14.4854 | 2500 | H-FPB-ELE--2000 | Fan Powered Box | Electric | All | 2000 | CFM | 20 | 2023-03-01 | 3 | C1 | OPEN OFFICE - LF2-3-120 | 10.81 |  |  | All | nan | nan | nan | nan | nan |  |  |  | 200 | 400 | 600 | 800 | 1000 | 1200 | 1500 | 2000 | 2400
Fan Powered Box | LF2-FPB-303 | Sheetmetal | VAV Terminal, Fan Powered | Air Purification Co. | Titus | DTQP | 04-14-R 22-C98690-A 003 | 2000 | CFM | 14.4854 | 2500 | H-FPB-ELE--2000 | Fan Powered Box | Electric | All | 2000 | CFM | 20 | 2023-03-01 | 3 | C1 | OPEN OFFICE - LF2-3-171 | 10.81 |  |  | All | nan | nan | nan | nan | nan |  |  |  | 200 | 400 | 600 | 800 | 1000 | 1200 | 1500 | 2000 | 2400
Fan Powered Box | LF2-FPB-304 | Sheetmetal | VAV Terminal, Fan Powered | Air Purification Co. | Titus | DTQP | 05-12-R 22-C98690-A 004 | 1500 | CFM | 10.8674 | 2500 | H-FPB-ELE--1500 | Fan Powered Box | Electric | All | 1500 | CFM | 20 | 2023-03-01 | 3 | C1 | OPEN OFFICE - LF2-3-170 | 8.11 |  |  | All | nan | nan | nan | nan | nan |  |  |  | 200 | 400 | 600 | 800 | 1000 | 1200 | 1500 | 2000 | 2400
Fan Powered Box | LF2-FPB-305 | Sheetmetal | VAV Terminal, Fan Powered | Air Purification Co. | Titus | DTQP | 04-14-2 22-C98690-A 005 | 2100 | CFM | 15.209 | 2500 | H-FPB-ELE--2000 | Fan Powered Box | Electric | All | 2000 | CFM | 20 | 2023-03-01 | 3 | C1 | OPEN OFFICE - LF2-3-170 | 11.35 |  |  | All | nan | nan | nan | nan | nan |  |  |  | 200 | 400 | 600 | 800 | 1000 | 1200 | 1500 | 2000 | 2400
Fan Powered Box | LF2-FPB-306 | Sheetmetal | VAV Terminal, Fan Powered | Air Purification Co. | Titus | DTQP | 03-12-2 22-C98690-A 006 | 1080 | CFM | 7.8256 | 2500 | H-FPB-ELE--1000 | Fan Powered Box | Electric | All | 1000 | CFM | 20 | 2023-03-01 | 3 | C2 | OPEN OFFICE - LF2-3-180 | 5.84 |  |  | All | nan | nan | nan | nan | nan |  |  |  | 200 | 400 | 600 | 800 | 1000 | 1200 | 1500 | 2000 | 2400
Fan Powered Box | LF2-FPB-307 | Sheetmetal | VAV Terminal, Fan Powered | Air Purification Co. | Titus | DTQP | 03-10-R 22-C98690-A 007 | 1000 | CFM | 7.2494 | 2500 | H-FPB-ELE--1000 | Fan Powered Box | Electric | All | 1000 | CFM | 20 | 2023-03-01 | 3 | C2 | OPEN OFFICE - LF2-3-230 | 5.41 |  |  | All | nan | nan | nan | nan | nan |  |  |  | 200 | 400 | 600 | 800 | 1000 | 1200 | 1500 | 2000 | 2400
Fan Powered Box | LF2-FPB-308 | Sheetmetal | VAV Terminal, Fan Powered | Air Purification Co. | Titus | DTQP | 03-10-R 22-C98690-A 008 | 1120 | CFM | 8.107 | 2500 | H-FPB-ELE--1200 | Fan Powered Box | Electric | All | 1200 | CFM | 20 | 2023-03-01 | 3 | C2 | OPEN OFFICE - LF2-3-230 | 6.05 |  |  | All | nan | nan | nan | nan | nan |  |  |  | 200 | 400 | 600 | 800 | 1000 | 1200 | 1500 | 2000 | 2400
Fan Powered Box | LF2-FPB-309 | Sheetmetal | VAV Terminal, Fan Powered | Air Purification Co. | Titus | DTQP | 05-12-R 22-C98690-A 009 | 1500 | CFM | 10.8674 | 2500 | H-FPB-ELE--1500 | Fan Powered Box | Electric | All | 1500 | CFM | 20 | 2023-03-01 | 3 | C2 | OPEN OFFICE - LF2-3-230 | 8.11 |  |  | All | nan | nan | nan | nan | nan |  |  |  | 200 | 400 | 600 | 800 | 1000 | 1200 | 1500 | 2000 | 2400
Fan Powered Box | LF2-FPB-310 | Sheetmetal | VAV Terminal, Fan Powered | Air Purification Co. | Titus | DTQP | 04-14-2 22-C98690-A 010 | 500 | CFM | 3.618 | 2500 | H-FPB-ELE--2400 | Fan Powered Box | Electric | All | 2400 | CFM | 20 | 2023-03-01 | 3 | C2 | CONF - LF2-3-263 | 2.7 |  |  | All | nan | nan | nan | nan | nan |  |  |  | 200 | 400 | 600 | 800 | 1000 | 1200 | 1500 | 2000 | 2400
Fan Powered Box | LF2-FPB-311 | Sheetmetal | VAV Terminal, Fan Powered | Air Purification Co. | Titus | DTQP | 04-14-R 22-C98690-A 011 | 1760 | CFM | 12.7434 | 2500 | H-FPB-ELE--2000 | Fan Powered Box | Electric | All | 2000 | CFM | 20 | 2023-03-01 | 3 | C2 | OPEN OFFICE - LF2-3-256 | 9.51 |  |  | All | nan | nan | nan | nan | nan |  |  |  | 200 | 400 | 600 | 800 | 1000 | 1200 | 1500 | 2000 | 2400
Fan Powered Box | LF2-FPB-312 | Sheetmetal | VAV Terminal, Fan Powered | Air Purification Co. | Titus | DTQP | 03-12-R 22-C98690-A 012 | 1380 | CFM | 9.9964 | 2500 | H-FPB-ELE--1500 | Fan Powered Box | Electric | All | 1500 | CFM | 20 | 2023-03-01 | 3 | C2 | OPEN OFFICE - LF2-3-256 | 7.46 |  |  | All | nan | nan | nan | nan | nan |  |  |  | 200 | 400 | 600 | 800 | 1000 | 1200 | 1500 | 2000 | 2400
Fan Powered Box | LF2-FPB-313 | Sheetmetal | VAV Terminal, Fan Powered | Air Purification Co. | Titus | DTQP | 06-16-R 22-C98690-A 013 | 3600 | CFM | 26.0764 | 2500 | H-FPB-ELE--2400 | Fan Powered Box | Electric | All | 2400 | CFM | 20 | 2023-03-01 | 3 | C1 | OPEN OFFICE - LF2-3-120 | 19.46 |  |  | All | nan | nan | nan | nan | nan |  |  |  | 200 | 400 | 600 | 800 | 1000 | 1200 | 1500 | 2000 | 2400
Fan Powered Box | LF2-FPB-314 | Sheetmetal | VAV Terminal, Fan Powered | Air Purification Co. | Titus | DTQP | 02-08-2 22-C98690-A 014 | 500 | CFM | 3.618 | 2500 | H-FPB-ELE--600 | Fan Powered Box | Electric | All | 600 | CFM | 20 | 2023-03-01 | 3 | D - SOUTH CONNECTOR | HALLWAY - D-3020 | 2.7 |  |  | All | nan | nan | nan | nan | nan |  |  |  | 200 | 400 | 600 | 800 | 1000 | 1200 | 1500 | 2000 | 2400
Fan Powered Box | LF2-FPB-315 | Sheetmetal | VAV Terminal, Fan Powered | Air Purification Co. | Titus | DTQP | 02-08-R 22-C98690-A 015 | 500 | CFM | 3.618 | 2500 | H-FPB-ELE--600 | Fan Powered Box | Electric | All | 600 | CFM | 20 | 2023-03-01 | 3 | D - SOUTH CONNECTOR | HALLWAY - LF2-3-330 | 2.7 |  |  | All | nan | nan | nan | nan | nan |  |  |  | 200 | 400 | 600 | 800 | 1000 | 1200 | 1500 | 2000 | 2400
Fan Powered Box | LF2-FPB-316 | Sheetmetal | VAV Terminal, Fan Powered | Air Purification Co. | Titus | DTQP | 04-14-R 22-C98690-A 016 | 1750 | CFM | 12.6764 | 2500 | H-FPB-ELE--2000 | Fan Powered Box | Electric | All | 2000 | CFM | 20 | 2023-03-01 | 3 | D - SOUTH CONNECTOR | HALLWAY - LF2-3-330 | 9.46 |  |  | All | nan | nan | nan | nan | nan |  |  |  | 200 | 400 | 600 | 800 | 1000 | 1200 | 1500 | 2000 | 2400
Fan Powered Box | LF2-FPB-317 | Sheetmetal | VAV Terminal, Fan Powered | Air Purification Co. | Titus | DTQP | 05-12-R 22-C98690-A 017 | 1530 | CFM | 10.988 | 2500 | H-FPB-ELE--1500 | Fan Powered Box | Electric | All | 1500 | CFM | 20 | 2023-03-01 | 3 | D - SOUTH CONNECTOR | HALLWAY - LF2-3-330 | 8.2 |  |  | All | nan | nan | nan | nan | nan |  |  |  | 200 | 400 | 600 | 800 | 1000 | 1200 | 1500 | 2000 | 2400
Fan Powered Box | LF2-FPB-318 | Sheetmetal | VAV Terminal, Fan Powered | Air Purification Co. | Titus | DTQP | 04-14-2 22-C98690-A 018 | 2200 | CFM | 15.9326 | 2500 | H-FPB-ELE--2000 | Fan Powered Box | Electric | All | 2000 | CFM | 20 | 2023-03-01 | 3 | D - SOUTH CONNECTOR | STORAGE - LF2-3-335 | 11.89 |  |  | All | nan | nan | nan | nan | nan |  |  |  | 200 | 400 | 600 | 800 | 1000 | 1200 | 1500 | 2000 | 2400
Fan Powered Box | LF2-FPB-319 | Sheetmetal | VAV Terminal, Fan Powered | Air Purification Co. | Titus | DTQP | 04-14-R 22-C98690-A 019 | 2520 | CFM | 18.2508 | 2500 | H-FPB-ELE--2400 | Fan Powered Box | Electric | All | 2400 | CFM | 20 | 2023-03-01 | 3 | D - SOUTH CONNECTOR | MTG TRAINING - LF2-3-301 | 13.62 |  |  | All | nan | nan | nan | nan | nan |  |  |  | 200 | 400 | 600 | 800 | 1000 | 1200 | 1500 | 2000 | 2400
Fan Powered Box | LF2-FPB-320 | Sheetmetal | VAV Terminal, Fan Powered | Air Purification Co. | Titus | DTQP | 02-08-2 22-C98690-A 020 | 600 | CFM | 4.3416 | 2500 | H-FPB-ELE--600 | Fan Powered Box | Electric | All | 600 | CFM | 20 | 2023-03-01 | 3 | D - SOUTH CONNECTOR | MTG TRAINING - LF2-3-301 | 3.24 |  |  | All | nan | nan | nan | nan | nan |  |  |  | 200 | 400 | 600 | 800 | 1000 | 1200 | 1500 | 2000 | 2400
Fan Powered Box | LF2-FPB-321 | Sheetmetal | VAV Terminal, Fan Powered | Air Purification Co. | Titus | DTQP | 02-08-R 22-C98690-A 021 | 550 | CFM | 3.9798 | 2500 | H-FPB-ELE--600 | Fan Powered Box | Electric | All | 600 | CFM | 20 | 2023-03-01 | 3 | D - SOUTH CONNECTOR | CONF - LF2-3-305 | 2.97 |  |  | All | nan | nan | nan | nan | nan |  |  |  | 200 | 400 | 600 | 800 | 1000 | 1200 | 1500 | 2000 | 2400
Fan Powered Box | LF2-FPB-322 | Sheetmetal | VAV Terminal, Fan Powered | Air Purification Co. | Titus | DTQP | 02-08-2 22-C98690-A 022 | 750 | CFM | 5.427 | 2500 | H-FPB-ELE--800 | Fan Powered Box | Electric | All | 800 | CFM | 20 | 2023-03-01 | 3 | D - SOUTH CONNECTOR | BREAKOUT - LF2-3-300 | 4.05 |  |  | All | nan | nan | nan | nan | nan |  |  |  | 200 | 400 | 600 | 800 | 1000 | 1200 | 1500 | 2000 | 2400
Fan Powered Box | LF2-FPB-323 | Sheetmetal | VAV Terminal, Fan Powered | Air Purification Co. | Titus | DTQP | 03-10-2 22-D60515-B 003 | 880 | CFM | 6.164 | 2500 | H-FPB-ELE--1000 | Fan Powered Box | Electric | All | 1000 | CFM | 20 | 2023-03-01 | 3 | C2 | OPEN OFFICE - LF2-3-260 | 4.6 |  |  | All | nan | nan | nan | nan | nan |  |  |  | 200 | 400 | 600 | 800 | 1000 | 1200 | 1500 | 2000 | 2400
Fan Powered Box | LF2-FPB-324 | Sheetmetal | VAV Terminal, Fan Powered | Air Purification Co. | Titus | DTQP | 03-10-R 22-E83297-C 001 | 1000 | CFM | 7.2494 | 2500 | H-FPB-ELE--1000 | Fan Powered Box | Electric | All | 1000 | CFM | 20 | 2023-03-01 | 3 | C2 | OPEN OFFICE - LF2-3-260 | 5.41 |  |  | All | nan | nan | nan | nan | nan |  |  |  | 200 | 400 | 600 | 800 | 1000 | 1200 | 1500 | 2000 | 2400
Fan Powered Box | LF2-FPB-401 | Sheetmetal | VAV Terminal, Fan Powered | Air Purification Co. | Titus | DTQP | 04-14-R 22-C92120-A 001 | 2300 | CFM | 16.6562 | 2500 | H-FPB-ELE--2400 | Fan Powered Box | Electric | All | 2400 | CFM | 20 | 2023-03-01 | 4 | C1 | OPEN OFFICE - LF2-4-120 | 12.43 |  |  | All | nan | nan | nan | nan | nan |  |  |  | 200 | 400 | 600 | 800 | 1000 | 1200 | 1500 | 2000 | 2400
Fan Powered Box | LF2-FPB-402 | Sheetmetal | VAV Terminal, Fan Powered | Air Purification Co. | Titus | DTQP | 04-14-2 22-C92120-A 014 | 2000 | CFM | 14.4854 | 2500 | H-FPB-ELE--2000 | Fan Powered Box | Electric | All | 2000 | CFM | 20 | 2023-03-01 | 4 | C1 | OPEN OFFICE - LF2-4-120 | 10.81 |  |  | All | nan | nan | nan | nan | nan |  |  |  | 200 | 400 | 600 | 800 | 1000 | 1200 | 1500 | 2000 | 2400
Fan Powered Box | LF2-FPB-403 | Sheetmetal | VAV Terminal, Fan Powered | Air Purification Co. | Titus | DTQP | 04-14-R 22-C92120-A 013 | 2000 | CFM | 14.4854 | 2500 | H-FPB-ELE--2000 | Fan Powered Box | Electric | All | 2000 | CFM | 20 | 2023-03-01 | 4 | C1 | OPEN OFFICE - LF2-4-170 | 10.81 |  |  | All | nan | nan | nan | nan | nan |  |  |  | 200 | 400 | 600 | 800 | 1000 | 1200 | 1500 | 2000 | 2400
Fan Powered Box | LF2-FPB-404 | Sheetmetal | VAV Terminal, Fan Powered | Air Purification Co. | Titus | DTQP | 04-14-2 22-C92120-A 011 | 1800 | CFM | 13.0382 | 2500 | H-FPB-ELE--2000 | Fan Powered Box | Electric | All | 2000 | CFM | 20 | 2023-03-01 | 4 | C1 | OPEN OFFICE - LF2-4-170 | 9.73 |  |  | All | nan | nan | nan | nan | nan |  |  |  | 200 | 400 | 600 | 800 | 1000 | 1200 | 1500 | 2000 | 2400
Fan Powered Box | LF2-FPB-405 | Sheetmetal | VAV Terminal, Fan Powered | Air Purification Co. | Titus | DTQP | 04-14-2 22-C92120-A 012 | 2100 | CFM | 15.209 | 2500 | H-FPB-ELE--2000 | Fan Powered Box | Electric | All | 2000 | CFM | 20 | 2023-03-01 | 4 | C1 | OPEN OFFICE - LF2-4-170 | 11.35 |  |  | All | nan | nan | nan | nan | nan |  |  |  | 200 | 400 | 600 | 800 | 1000 | 1200 | 1500 | 2000 | 2400
Fan Powered Box | LF2-FPB-406 | Sheetmetal | VAV Terminal, Fan Powered | Air Purification Co. | Titus | DTQP | 02-10-2 22-C92120-A 010 | 810 | CFM | 5.8692 | 2500 | H-FPB-ELE--800 | Fan Powered Box | Electric | All | 800 | CFM | 20 | 2023-03-01 | 4 | C2 | OPEN OFFICE - LF2-4-180 | 4.38 |  |  | All | nan | nan | nan | nan | nan |  |  |  | 200 | 400 | 600 | 800 | 1000 | 1200 | 1500 | 2000 | 2400
Fan Powered Box | LF2-FPB-407 | Sheetmetal | VAV Terminal, Fan Powered | Air Purification Co. | Titus | DTQP | 03-10-R 22-C92120-A 009 | 1000 | CFM | 7.2494 | 2500 | H-FPB-ELE--1000 | Fan Powered Box | Electric | All | 1000 | CFM | 20 | 2023-03-01 | 4 | C2 | OPEN OFFICE - LF2-4-230 | 5.41 |  |  | All | nan | nan | nan | nan | nan |  |  |  | 200 | 400 | 600 | 800 | 1000 | 1200 | 1500 | 2000 | 2400
Fan Powered Box | LF2-FPB-408 | Sheetmetal | VAV Terminal, Fan Powered | Air Purification Co. | Titus | DTQP | 03-10-2 22-C92120-A 008 | 1120 | CFM | 8.107 | 2500 | H-FPB-ELE--1200 | Fan Powered Box | Electric | All | 1200 | CFM | 20 | 2023-03-01 | 4 | C2 | OPEN OFFICE - LF2-4-230 | 6.05 |  |  | All | nan | nan | nan | nan | nan |  |  |  | 200 | 400 | 600 | 800 | 1000 | 1200 | 1500 | 2000 | 2400
Fan Powered Box | LF2-FPB-409 | Sheetmetal | VAV Terminal, Fan Powered | Air Purification Co. | Titus | DTQP | 04-14-2 22-C92120-A 007 | 2000 | CFM | 14.4854 | 2500 | H-FPB-ELE--2000 | Fan Powered Box | Electric | All | 2000 | CFM | 20 | 2023-03-01 | 4 | C2 | HALLWAY - LF2-4-010 | 10.81 |  |  | All | nan | nan | nan | nan | nan |  |  |  | 200 | 400 | 600 | 800 | 1000 | 1200 | 1500 | 2000 | 2400
Fan Powered Box | LF2-FPB-410 | Sheetmetal | VAV Terminal, Fan Powered | Air Purification Co. | Titus | DTQP | 04-14-2 22-C92120-A 006 | 1760 | CFM | 12.7434 | 2500 | H-FPB-ELE--2000 | Fan Powered Box | Electric | All | 2000 | CFM | 20 | 2023-03-01 | 4 | C2 | OPEN OFFICE - LF2-4-260 | 9.51 |  |  | All | nan | nan | nan | nan | nan |  |  |  | 200 | 400 | 600 | 800 | 1000 | 1200 | 1500 | 2000 | 2400
Fan Powered Box | LF2-FPB-411 | Sheetmetal | VAV Terminal, Fan Powered | Air Purification Co. | Titus | DTQP | 04-14-R 22-C92120-A 005 | 1760 | CFM | 12.7434 | 2500 | H-FPB-ELE--2000 | Fan Powered Box | Electric | All | 2000 | CFM | 20 | 2023-03-01 | 4 | C2 | OPEN OFFICE - LF2-4-256 | 9.51 |  |  | All | nan | nan | nan | nan | nan |  |  |  | 200 | 400 | 600 | 800 | 1000 | 1200 | 1500 | 2000 | 2400
Fan Powered Box | LF2-FPB-412 | Sheetmetal | VAV Terminal, Fan Powered | Air Purification Co. | Titus | DTQP | 03-12-R 22-C92120-A 004 | 1380 | CFM | 9.9964 | 2500 | H-FPB-ELE--1500 | Fan Powered Box | Electric | All | 1500 | CFM | 20 | 2023-03-01 | 4 | C2 | OPEN OFFICE - LF2-4-256 | 7.46 |  |  | All | nan | nan | nan | nan | nan |  |  |  | 200 | 400 | 600 | 800 | 1000 | 1200 | 1500 | 2000 | 2400
Fan Powered Box | LF2-FPB-413 | Sheetmetal | VAV Terminal, Fan Powered | Air Purification Co. | Titus | DTQP | 06-16-R 22-C92120-A 003 | 3600 | CFM | 26.0764 | 2500 | H-FPB-ELE--2400 | Fan Powered Box | Electric | All | 2400 | CFM | 20 | 2023-03-01 | 4 | C1 | OPEN OFFICE - LF2-4-120 | 19.46 |  |  | All | nan | nan | nan | nan | nan |  |  |  | 200 | 400 | 600 | 800 | 1000 | 1200 | 1500 | 2000 | 2400
Fan Powered Box | LF2-FPB-414 | Sheetmetal | VAV Terminal, Fan Powered | Air Purification Co. | Titus | DTQP | 04-14-R 22-C92120-A 002 | 2000 | CFM | 14.4854 | 2500 | H-FPB-ELE--2000 | Fan Powered Box | Electric | All | 2000 | CFM | 20 | 2023-03-01 | 4 | C2 | OPEN OFFICE - LF2-4-260 | 10.81 |  |  | All | nan | nan | nan | nan | nan |  |  |  | 200 | 400 | 600 | 800 | 1000 | 1200 | 1500 | 2000 | 2400
Fan Powered Box | LF2-FPB-501 | Sheetmetal | VAV Terminal, Fan Powered | Air Purification Co. | Titus | DFLP | 04-22-? 22-D22873-B 001 | 1840 | CFM | 13.333 | 2500 | H-FPB-ELE--2000 | Fan Powered Box | Electric | All | 2000 | CFM | 20 | 2023-03-01 | 5 | C1 | OPEN OFFICE - C-5120 | 9.95 |  |  | All | nan | nan | nan | nan | nan |  |  |  | 200 | 400 | 600 | 800 | 1000 | 1200 | 1500 | 2000 | 2400
Fan Powered Box | LF2-FPB-502 | Sheetmetal | VAV Terminal, Fan Powered | Air Purification Co. | Titus | DTQP | 04-14-2 22-D09663-A 001 | 2460 | CFM | 17.822 | 2500 | H-FPB-ELE--2400 | Fan Powered Box | Electric | All | 2400 | CFM | 20 | 2023-03-01 | 5 | C1 | OPEN OFFICE - C-5120 | 13.3 |  |  | All | nan | nan | nan | nan | nan |  |  |  | 200 | 400 | 600 | 800 | 1000 | 1200 | 1500 | 2000 | 2400
Fan Powered Box | LF2-FPB-503 | Sheetmetal | VAV Terminal, Fan Powered | Air Purification Co. | Titus | DTQP | 04-14-R 22-D09663-A 002 | 1500 | CFM | 10.8674 | 2500 | H-FPB-ELE--1500 | Fan Powered Box | Electric | All | 1500 | CFM | 20 | 2023-03-01 | 5 | C1 | OPEN OFFICE - LF2-5-170 | 8.11 |  |  | All | nan | nan | nan | nan | nan |  |  |  | 200 | 400 | 600 | 800 | 1000 | 1200 | 1500 | 2000 | 2400
Fan Powered Box | LF2-FPB-504 | Sheetmetal | VAV Terminal, Fan Powered | Air Purification Co. | Titus | DFLP | 04-22-R 22-D22873-B 002 | 1200 | CFM | 8.6966 | 2500 | H-FPB-ELE--1200 | Fan Powered Box | Electric | All | 1200 | CFM | 20 | 2023-03-01 | 5 | C1 | OPEN OFFICE - LF2-5-170 | 6.49 |  |  | All | nan | nan | nan | nan | nan |  |  |  | 200 | 400 | 600 | 800 | 1000 | 1200 | 1500 | 2000 | 2400
Fan Powered Box | LF2-FPB-505 | Sheetmetal | VAV Terminal, Fan Powered | Air Purification Co. | Titus | DFLP | 04-22-R 22-D22873-B 003 | 1200 | CFM | 8.6966 | 2500 | H-FPB-ELE--1200 | Fan Powered Box | Electric | All | 1200 | CFM | 20 | 2023-03-01 | 5 | C1 | OPEN OFFICE - LF2-5-170 | 6.49 |  |  | All | nan | nan | nan | nan | nan |  |  |  | 200 | 400 | 600 | 800 | 1000 | 1200 | 1500 | 2000 | 2400
Fan Powered Box | LF2-FPB-506 | Sheetmetal | VAV Terminal, Fan Powered | Air Purification Co. | Titus | DFLP | 04-22-R 22-D22873-B 004 | 810 | CFM | 5.8692 | 2500 | H-FPB-ELE--800 | Fan Powered Box | Electric | All | 800 | CFM | 20 | 2023-03-01 | 5 | C2 | OPEN OFFICE - LF2-5-180 | 4.38 |  |  | All | nan | nan | nan | nan | nan |  |  |  | 200 | 400 | 600 | 800 | 1000 | 1200 | 1500 | 2000 | 2400
Fan Powered Box | LF2-FPB-507 | Sheetmetal | VAV Terminal, Fan Powered | Air Purification Co. | Titus | DFLP | 04-22-2 22-D22873-B 005 | 1000 | CFM | 7.2494 | 2500 | H-FPB-ELE--1000 | Fan Powered Box | Electric | All | 1000 | CFM | 20 | 2023-03-01 | 5 | C2 | OPEN OFFICE - LF2-5-230 | 5.41 |  |  | All | nan | nan | nan | nan | nan |  |  |  | 200 | 400 | 600 | 800 | 1000 | 1200 | 1500 | 2000 | 2400
Fan Powered Box | LF2-FPB-508 | Sheetmetal | VAV Terminal, Fan Powered | Air Purification Co. | Titus | DFLP | 04-22-2 22-D22873-B 006 | 1120 | CFM | 8.107 | 2500 | H-FPB-ELE--1200 | Fan Powered Box | Electric | All | 1200 | CFM | 20 | 2023-03-01 | 5 | C2 | OPEN OFFICE - LF2-5-230 | 6.05 |  |  | All | nan | nan | nan | nan | nan |  |  |  | 200 | 400 | 600 | 800 | 1000 | 1200 | 1500 | 2000 | 2400
Fan Powered Box | LF2-FPB-509 | Sheetmetal | VAV Terminal, Fan Powered | Air Purification Co. | Titus | DTQP | 04-14-2 22-D09663-A 003 | 2000 | CFM | 14.4854 | 2500 | H-FPB-ELE--2000 | Fan Powered Box | Electric | All | 2000 | CFM | 20 | 2023-03-01 | 5 | C2 | HALLWAY - LF2-5-010 | 10.81 |  |  | All | nan | nan | nan | nan | nan |  |  |  | 200 | 400 | 600 | 800 | 1000 | 1200 | 1500 | 2000 | 2400
Fan Powered Box | LF2-FPB-510 | Sheetmetal | VAV Terminal, Fan Powered | Air Purification Co. | Titus | DFLP | 04-22-R 22-D22873-B 007 | 1760 | CFM | 12.7434 | 2500 | H-FPB-ELE--2000 | Fan Powered Box | Electric | All | 2000 | CFM | 20 | 2023-03-01 | 5 | C2 | OPEN OFFICE - LF2-5-260 | 9.51 |  |  | All | nan | nan | nan | nan | nan |  |  |  | 200 | 400 | 600 | 800 | 1000 | 1200 | 1500 | 2000 | 2400
Fan Powered Box | LF2-FPB-511 | Sheetmetal | VAV Terminal, Fan Powered | Air Purification Co. | Titus | DFLP | 04-22-R 22-D50119-B 007 | 2000 | CFM | 14.74 | 2500 | H-FPB-ELE--2000 | Fan Powered Box | Electric | All | 2000 | CFM | 20 | 2023-03-01 | 5 | C2 | OPEN OFFICE - LF2-5-256 | 11 |  |  | All | nan | nan | nan | nan | nan |  |  |  | 200 | 400 | 600 | 800 | 1000 | 1200 | 1500 | 2000 | 2400
Fan Powered Box | LF2-FPB-512 | Sheetmetal | VAV Terminal, Fan Powered | Air Purification Co. | Titus | DFLP | 04-22-2 22-D22873-B 008 | 2000 | CFM | 14.74 | 2500 | H-FPB-ELE--2000 | Fan Powered Box | Electric | All | 2000 | CFM | 20 | 2023-03-01 | 5 | C2 | OPEN OFFICE - LF2-5-256 | 11 |  |  | All | nan | nan | nan | nan | nan |  |  |  | 200 | 400 | 600 | 800 | 1000 | 1200 | 1500 | 2000 | 2400
Fan Powered Box | LF2-FPB-513 | Sheetmetal | VAV Terminal, Fan Powered | Air Purification Co. | Titus | DFLP | 04-22-2 22-D22873-B 009 | 2000 | CFM | 14.74 | 2500 | H-FPB-ELE--2000 | Fan Powered Box | Electric | All | 2000 | CFM | 20 | 2023-03-01 | 5 | C1 | OPEN OFFICE - C-5120 | 11 |  |  | All | nan | nan | nan | nan | nan |  |  |  | 200 | 400 | 600 | 800 | 1000 | 1200 | 1500 | 2000 | 2400
Fan Powered Box | LF2-FPB-514 | Sheetmetal | VAV Terminal, Fan Powered | Air Purification Co. | Titus | DTQP | 04-14-? 22-D09663-A 004 | 2000 | CFM | 15.41 | 2500 | H-FPB-ELE--2000 | Fan Powered Box | Electric | All | 2000 | CFM | 20 | 2023-03-01 | 5 | C2 | OPEN OFFICE - LF2-5-260 | 11.5 |  |  | All | nan | nan | nan | nan | nan |  |  |  | 200 | 400 | 600 | 800 | 1000 | 1200 | 1500 | 2000 | 2400
Fan Powered Box | LF2-FPB-515 | Sheetmetal | VAV Terminal, Fan Powered | Air Purification Co. | Titus | DFLP | 04-22-? 22-D50119-B 011 | 1200 | CFM | 10.72 | 2500 | H-FPB-ELE--1200 | Fan Powered Box | Electric | All | 1200 | CFM | 20 | 2023-03-01 | 5 | C1 | OPEN OFFICE - LF2-5-170 | 8 |  |  | All | nan | nan | nan | nan | nan |  |  |  | 200 | 400 | 600 | 800 | 1000 | 1200 | 1500 | 2000 | 2400
Fan Powered Box | LF2-FPB-516 | Sheetmetal | VAV Terminal, Fan Powered | Air Purification Co. | Titus | DFLP | 04-22-2 22-D22873-B 012 | 1760 | CFM | 12.7434 | 2500 | H-FPB-ELE--2000 | Fan Powered Box | Electric | All | 2000 | CFM | 20 | 2023-03-01 | 5 | C1 | OPEN OFFICE - C-5120 | 9.51 |  |  | All | nan | nan | nan | nan | nan |  |  |  | 200 | 400 | 600 | 800 | 1000 | 1200 | 1500 | 2000 | 2400
Gas Water Heater | LF1-GWH-101 | Plumbing | Water Heaters, Commercial, Gas | Long Building Technologies | Conquest | 40 L 130A-GCML | F019942 | 130 | GAL | 1.5919 | 5000 | P-DWH-GAS-TNK-150 | Domestic Water Heater | Gas-Fired | Tank | 150 | GAL | 15 | 2023-03-01 | 1 | A2 | STORAGE - LF1-1-257 |  |  |  | Instantaneous | Tank | nan | nan | nan | nan |  |  |  | 25 | 50 | 80 | 120 | 150 | 200 | 250 | 300 | 400 | 500
Gas Water Heater | LF1-GWH-102 | Plumbing | Water Heaters, Commercial, Gas | Long Building Technologies | Conquest | 40 L 130A-GCML | F019860 | 130 | GAL | 1.5919 | 5000 | P-DWH-GAS-TNK-150 | Domestic Water Heater | Gas-Fired | Tank | 150 | GAL | 15 | 2023-03-01 | 1 | A2 | STORAGE - LF1-1-257 |  |  |  | Instantaneous | Tank | nan | nan | nan | nan |  |  |  | 25 | 50 | 80 | 120 | 150 | 200 | 250 | 300 | 400 | 500
Gas Water Heater | LF2-GWH-101 | Plumbing | Water Heaters, Commercial, Gas | Long Building Technologies | Conquest | 40 L 130A-GCML | F020033 | 130 | GAL | 1.5919 | 5000 | P-DWH-GAS-TNK-150 | Domestic Water Heater | Gas-Fired | Tank | 150 | GAL | 15 | 2023-03-01 | 1 | C1.1 | WATER SERVICE - LF2-1-092 (124C) |  |  |  | Instantaneous | Tank | nan | nan | nan | nan |  |  |  | 25 | 50 | 80 | 120 | 150 | 200 | 250 | 300 | 400 | 500
Gas Water Heater | LF2-GWH-102 | Plumbing | Water Heaters, Commercial, Gas | Long Building Technologies | Conquest | 40 L 130A-GCML | F019966 | 130 | GAL | 1.5919 | 5000 | P-DWH-GAS-TNK-150 | Domestic Water Heater | Gas-Fired | Tank | 150 | GAL | 15 | 2023-03-01 | 1 | C1.1 | WATER SERVICE - LF2-1-092 (124C) |  |  |  | Instantaneous | Tank | nan | nan | nan | nan |  |  |  | 25 | 50 | 80 | 120 | 150 | 200 | 250 | 300 | 400 | 500
Lab Air Compressor | LF2-LAC-201 | Pipefitting | Air Compressor | Trane | Ingersoll Rand | WS30Q-A145-E | nan | 101 | ACFM | 40 | 5000 | P-AC-AIR-SCW-50 | Air Compressor | Air Cooled | Screw | 50 | HP | 15 | 2023-03-01 | 1 | A1 | WATER SERVICE- 111A |  |  |  | Receiver | Screw | nan | nan | nan | nan |  |  |  | 15 | 50 | 100 | 250
Lead Free Expansion Tank | LF1-LFET-102 | Plumbing | Expansion Tank | Air Purification Co. | Amtrol | ST-30VC-DD | nan | 16.5 | GAL | 0 | 5000 | H-ET-NOB-FLR-50 | Expansion Tank | Without Bladder | Floor Mounted | 50 | GAL | 20 | 2023-03-01 | 1 | A2 | STORAGE - LF1-1-257 |  |  |  | Floor Mounted | In-Line | nan | nan | nan | nan |  |  |  | 50 | 100 | 150 | 200
Expansion Tank | LF2-LFET-101 | Pipefitting | Expansion Tank | Air Purification Co. | Amtrol | nan | nan |  | nan |  | 5000 | H-ET-NOB-FLR-50 | Expansion Tank | Without Bladder | Floor Mounted | 50 | GAL | 20 | 2023-03-01 | 1 | C1.1 | WATER SERVICE - LF2-1-092 (124C) |  |  |  | Floor Mounted | In-Line | nan | nan | nan | nan |  |  |  | 50 | 100 | 150 | 200
Lead Free Expansion Tank | LF2-LFET-102 | Pipefitting | Expansion Tank | Air Purification Co. | Amtrol | ST-80VC | 455988 | 53 | GAL | 0 | 5000 | H-ET-NOB-FLR-50 | Expansion Tank | Without Bladder | Floor Mounted | 50 | GAL | 20 | 2023-03-01 | 0 | 0 | 0 |  |  |  | Floor Mounted | In-Line | nan | nan | nan | nan |  |  |  | 50 | 100 | 150 | 200
Pump | LF1-HWRP-102 | Plumbing | Circulating Pump, End Suction | Air Purification Co. | Grundfos | Magna 32-00 F N | 10000387 | 4 | GPM | 0.2 | 5000 | P-PMP-INL-DW-0.5 | Pump | Inline | Domestic Water | 0.5 | HP | 10 | 2023-03-01 | 1 | A2 | STORAGE - LF1-1-257 |  |  |  | All | Domestic Water | nan | nan | nan | nan |  |  |  | 0.5 | 1 | 3 | 5 | 10
Pump | LF1-HWRP-103 | Plumbing | Circulating Pump, End Suction | Air Purification Co. | Grundfos | Magna 32-00 F N | 10000386 | 4 | GPM | 0.24 | 5000 | P-PMP-INL-DW-0.5 | Pump | Inline | Domestic Water | 0.5 | HP | 10 | 2023-03-01 | 1 | A2 | STORAGE - LF1-1-257 |  |  |  | All | Domestic Water | nan | nan | nan | nan |  |  |  | 0.5 | 1 | 3 | 5 | 10
Pump | LF2-HWRP-102 | Plumbing | Circulating Pump, End Suction | Air Purification Co. | Grundfos | Magna 32-120 GF N 165 | 10002460 | 10 | GPM | 0.5 | 5000 | P-PMP-INL-DW-0.5 | Pump | Inline | Domestic Water | 0.5 | HP | 10 | 2023-03-01 | 1 | C1.1 | WATER SERVICE - LF2-1-092 (124C) |  |  |  | All | Domestic Water | nan | nan | nan | nan |  |  |  | 0.5 | 1 | 3 | 5 | 10
Pump | LF2-HWRP-103 | Plumbing | Circulating Pump, End Suction | Air Purification Co. | Grundfos | Magna 32-120 GF N 165 | 10000386 | 10 | GPM | 0.5 | 5000 | P-PMP-INL-DW-0.5 | Pump | Inline | Domestic Water | 0.5 | HP | 10 | 2023-03-01 | 1 | C1.1 | WATER SERVICE - LF2-1-092 (124C) |  |  |  | All | Domestic Water | nan | nan | nan | nan |  |  |  | 0.5 | 1 | 3 | 5 | 10
Rooftop Unit | LF1-RTU-R05 | Sheetmetal | Rooftop A/C | Trane | Trane | OANE649E4-C0C400JR-A1R00AF0002000F0B1A5 | OA323646-1-1 |  | CFM | 8.5 | 5000 | NO ID | Roof Top Unit | DX, Gas-Fired | Custom |  | nan |  | 2023-03-01 | 6 | A2 | ROOF |  |  |  | Custom | Packaged | nan | nan | nan | nan |  |  |  | 5 | 15 | 30 | 60 | 90 | 120 | 150 | 200
Rooftop Unit | LF2-RTU-R05 | Sheetmetal | Rooftop A/C | Western Mechanical | Annexair | 2ERP-E-40-HP-C-HG-EC-EC-SS-AZ92 | 3595-01-0822 | 35000 | CFM | 150 | 5000 | H-RTU-DXG-CST-90 | Roof Top Unit | DX, Gas-Fired | Custom | 90 | TONS | 15 | 2023-03-01 | 6 | C1 | ROOF |  |  |  | Custom | Packaged | nan | nan | nan | nan |  |  |  | 5 | 15 | 30 | 60 | 90 | 120 | 150 | 200
Rooftop Unit | LF2-RTU-R06 | Sheetmetal | Rooftop A/C | Western Mechanical | Annexair | 2ERP-E-40-HP-C-HG-EC-EC-SS-AZ92 | nan | 35000 | CFM | 150 | 5000 | H-RTU-DXG-CST-90 | Roof Top Unit | DX, Gas-Fired | Custom | 90 | TONS | 15 | 2023-03-01 | 6 | C1 | ROOF |  |  |  | Custom | Packaged | nan | nan | nan | nan |  |  |  | 5 | 15 | 30 | 60 | 90 | 120 | 150 | 200
Terminal Unit VAV (no reheat) | LF2-EAV-101 | Sheetmetal | VAV Terminal | nan | Titus | DESV | 16-0R-D46278-001 | 2745 | CFM | 0 | 5000 | H-VTI-NO--2400 | Venturi VAV Box | No Heat | Venturi Valve | 2400 | CFM | 20 | 2023-03-01 | 1 | C1.1 | RTG ADVANCED ENERGY - LF2-1-101 |  |  |  | Venturi Valve | nan | nan | nan | nan | nan |  |  |  | 200 | 400 | 600 | 800 | 1000 | 1200 | 1500 | 2000 | 2400 | 3000
Terminal Unit VAV (no reheat) | LF2-EAV-102 | Sheetmetal | VAV Terminal | nan | Titus | DESV | 12-0R-D46278-002 | 1250 | CFM | 0 | 5000 | H-VTI-NO--1200 | Venturi VAV Box | No Heat | Venturi Valve | 1200 | CFM | 20 | 2023-03-01 | 1 | C1.1 | RELIABILITY CHAMBERS - LF2-1-104 |  |  |  | Venturi Valve | nan | nan | nan | nan | nan |  |  |  | 200 | 400 | 600 | 800 | 1000 | 1200 | 1500 | 2000 | 2400 | 3000
Terminal Unit VAV (no reheat) | LF2-EAV-103 | Sheetmetal | VAV Terminal | nan | Titus | DESV | 12-0R-D46278-003 | 1170 | CFM | 0 | 5000 | H-VTI-NO--1200 | Venturi VAV Box | No Heat | Venturi Valve | 1200 | CFM | 20 | 2023-03-01 | 1 | C1.2 | RGI PACKAGING & STORAGE - LF2-1-107 |  |  |  | Venturi Valve | nan | nan | nan | nan | nan |  |  |  | 200 | 400 | 600 | 800 | 1000 | 1200 | 1500 | 2000 | 2400 | 3000
Terminal Unit VAV (no reheat) | LF2-EAV-104 | Sheetmetal | VAV Terminal | nan | Titus | DESV | 14-0R-D46278-004 | 2180 | CFM | 0 | 5000 | H-VTI-NO--2000 | Venturi VAV Box | No Heat | Venturi Valve | 2000 | CFM | 20 | 2023-03-01 | 1 | C1.4 | EMC LAB - LF2-1-105 |  |  |  | Venturi Valve | nan | nan | nan | nan | nan |  |  |  | 200 | 400 | 600 | 800 | 1000 | 1200 | 1500 | 2000 | 2400 | 3000
Terminal Unit VAV (no reheat) | LF2-EAV-105 | Sheetmetal | VAV Terminal | nan | Titus | DESV | 16-0R-D46278-005 | 2460 | CFM | 0 | 5000 | H-VTI-NO--2400 | Venturi VAV Box | No Heat | Venturi Valve | 2400 | CFM | 20 | 2023-03-01 | 1 | C2.1 | RGI OPEN LAB LF2-1-216 |  |  |  | Venturi Valve | nan | nan | nan | nan | nan |  |  |  | 200 | 400 | 600 | 800 | 1000 | 1200 | 1500 | 2000 | 2400 | 3000
Terminal Unit VAV (no reheat) | LF2-EAV-106 | Sheetmetal | VAV Terminal | nan | Titus | DESV | 16-0R-D46278-006 | 2470 | CFM | 0 | 5000 | H-VTI-NO--2400 | Venturi VAV Box | No Heat | Venturi Valve | 2400 | CFM | 20 | 2023-03-01 | 1 | C1.3 | RGI OPEN LAB LF2-1-216 |  |  |  | Venturi Valve | nan | nan | nan | nan | nan |  |  |  | 200 | 400 | 600 | 800 | 1000 | 1200 | 1500 | 2000 | 2400 | 3000
Terminal Unit VAV (no reheat) | LF2-EAV-107 | Sheetmetal | VAV Terminal | nan | Titus | DESV | 14-0L-D46278-007 | 1990 | CFM | 0 | 5000 | H-VTI-NO--2000 | Venturi VAV Box | No Heat | Venturi Valve | 2000 | CFM | 20 | 2023-03-01 | 1 | C2.1 | RGI OPEN LAB LF2-1-216 |  |  |  | Venturi Valve | nan | nan | nan | nan | nan |  |  |  | 200 | 400 | 600 | 800 | 1000 | 1200 | 1500 | 2000 | 2400 | 3000
Terminal Unit VAV (no reheat) | LF2-EAV-108 | Sheetmetal | VAV Terminal | nan | Titus | DESV | 14-0L-D46278-008 | 1970 | CFM | 0 | 5000 | H-VTI-NO--2000 | Venturi VAV Box | No Heat | Venturi Valve | 2000 | CFM | 20 | 2023-03-01 | 1 | C2.1 | RGI OPEN LAB LF2-1-216 |  |  |  | Venturi Valve | nan | nan | nan | nan | nan |  |  |  | 200 | 400 | 600 | 800 | 1000 | 1200 | 1500 | 2000 | 2400 | 3000
Terminal Unit VAV (no reheat) | LF2-EAV-109 | Sheetmetal | VAV Terminal | nan | Titus | DESV | 14-0L-D46278-009 | 1940 | CFM | 0 | 5000 | H-VTI-NO--2000 | Venturi VAV Box | No Heat | Venturi Valve | 2000 | CFM | 20 | 2023-03-01 | 1 | C2.2 | SI RETURN GOODS - LF2-1-215 |  |  |  | Venturi Valve | nan | nan | nan | nan | nan |  |  |  | 200 | 400 | 600 | 800 | 1000 | 1200 | 1500 | 2000 | 2400 | 3000
Terminal Unit VAV (no reheat) | LF2-EAV-110 | Sheetmetal | VAV Terminal | nan | Titus | DESV | 12-0R-D46278-010 | 1160 | CFM | 0 | 5000 | H-VTI-NO--1200 | Venturi VAV Box | No Heat | Venturi Valve | 1200 | CFM | 20 | 2023-03-01 | 1 | C2.3 | CHAMBER ROOM - LF2-1-207 |  |  |  | Venturi Valve | nan | nan | nan | nan | nan |  |  |  | 200 | 400 | 600 | 800 | 1000 | 1200 | 1500 | 2000 | 2400 | 3000
Terminal Unit VAV (no reheat) | LF2-EAV-111 | Sheetmetal | VAV Terminal | nan | Titus | DESV | 14-0R-D46278-011 | 2020 | CFM | 0 | 5000 | H-VTI-NO--2000 | Venturi VAV Box | No Heat | Venturi Valve | 2000 | CFM | 20 | 2023-03-01 | 1 | C2.3 | ADVANCED MEASUREMENTS LAB - LF2-1-208 |  |  |  | Venturi Valve | nan | nan | nan | nan | nan |  |  |  | 200 | 400 | 600 | 800 | 1000 | 1200 | 1500 | 2000 | 2400 | 3000
Terminal Unit VAV (no reheat) | LF2-EAV-112 | Sheetmetal | VAV Terminal | nan | Titus | DESV | 14-0R-D46278-012 | 2030 | CFM | 0 | 5000 | H-VTI-NO--2000 | Venturi VAV Box | No Heat | Venturi Valve | 2000 | CFM | 20 | 2023-03-01 | 1 | C2.3 | ADVANCED MEASUREMENTS LAB - LF2-1-208 |  |  |  | Venturi Valve | nan | nan | nan | nan | nan |  |  |  | 200 | 400 | 600 | 800 | 1000 | 1200 | 1500 | 2000 | 2400 | 3000
Terminal Unit VAV (no reheat) | LF2-EAV-113 | Sheetmetal | VAV Terminal | nan | Titus | DESV | 06-0L-D46278-013 | 240 | CFM | 0 | 5000 | H-VTI-NO--200 | Venturi VAV Box | No Heat | Venturi Valve | 200 | CFM | 20 | 2023-03-01 | 1 | C2.3 | IMAGING LAB - LF2-1-210 |  |  |  | Venturi Valve | nan | nan | nan | nan | nan |  |  |  | 200 | 400 | 600 | 800 | 1000 | 1200 | 1500 | 2000 | 2400 | 3000
Terminal Unit VAV (no reheat) | LF2-EAV-114 | Sheetmetal | VAV Terminal | nan | Titus | DESV | 06-0R-D46278-014 | 230 | CFM | 0 | 5000 | H-VTI-NO--200 | Venturi VAV Box | No Heat | Venturi Valve | 200 | CFM | 20 | 2023-03-01 | 1 | C2.3 | V & V EQUIPMENT STAGING - LF2-1-209 |  |  |  | Venturi Valve | nan | nan | nan | nan | nan |  |  |  | 200 | 400 | 600 | 800 | 1000 | 1200 | 1500 | 2000 | 2400 | 3000
Terminal Unit VAV (no reheat) | LF2-EAV-115 | Sheetmetal | VAV Terminal | nan | Titus | DESV | 08-0R-D46278-015 | 440 | CFM | 0 | 5000 | H-VTI-NO--400 | Venturi VAV Box | No Heat | Venturi Valve | 400 | CFM | 20 | 2023-03-01 | 1 | C2.3 | V & V EQUIPMENT STAGING - LF2-1-209 |  |  |  | Venturi Valve | nan | nan | nan | nan | nan |  |  |  | 200 | 400 | 600 | 800 | 1000 | 1200 | 1500 | 2000 | 2400 | 3000
Terminal Unit VAV (no reheat) | LF2-EAV-116 | Sheetmetal | VAV Terminal | nan | Titus | DESV | 08-0L-D46278-016 | 350 | CFM | 0 | 5000 | H-VTI-NO--400 | Venturi VAV Box | No Heat | Venturi Valve | 400 | CFM | 20 | 2023-03-01 | 1 | C2.3 | ADVANCED MEASUREMENTS LAB - LF2-1-208 |  |  |  | Venturi Valve | nan | nan | nan | nan | nan |  |  |  | 200 | 400 | 600 | 800 | 1000 | 1200 | 1500 | 2000 | 2400 | 3000
Terminal Unit VAV (no reheat) | LF2-EAV-201 | Sheetmetal | VAV Terminal | nan | Titus | DESV | 14-0R-D24373-001 | 1560 | CFM | 0 | 5000 | H-VTI-NO--1500 | Venturi VAV Box | No Heat | Venturi Valve | 1500 | CFM | 20 | 2023-03-01 | 2 | C1.1 | SHARED INSTRUMENTS/HW - LF2-2-101 |  |  |  | Venturi Valve | nan | nan | nan | nan | nan |  |  |  | 200 | 400 | 600 | 800 | 1000 | 1200 | 1500 | 2000 | 2400 | 3000
Terminal Unit VAV (no reheat) | LF2-EAV-202 | Sheetmetal | VAV Terminal | nan | Titus | DESV | 16-0L-D24373-028 | 3170 | CFM | 0 | 5000 | H-VTI-NO--3000 | Venturi VAV Box | No Heat | Venturi Valve | 3000 | CFM | 20 | 2023-03-01 | 2 | C1.1 | SHARED INSTRUMENTS/HW - LF2-2-101 |  |  |  | Venturi Valve | nan | nan | nan | nan | nan |  |  |  | 200 | 400 | 600 | 800 | 1000 | 1200 | 1500 | 2000 | 2400 | 3000
Terminal Unit VAV (no reheat) | LF2-EAV-203 | Sheetmetal | VAV Terminal | nan | Titus | DESV | 16-0R-D24373-029 | 3170 | CFM | 0 | 5000 | H-VTI-NO--3000 | Venturi VAV Box | No Heat | Venturi Valve | 3000 | CFM | 20 | 2023-03-01 | 2 | C1.3 | SHARED INSTRUMENTS/HW - LF2-2-101 |  |  |  | Venturi Valve | nan | nan | nan | nan | nan |  |  |  | 200 | 400 | 600 | 800 | 1000 | 1200 | 1500 | 2000 | 2400 | 3000
Terminal Unit VAV (no reheat) | LF2-EAV-204 | Sheetmetal | VAV Terminal | nan | Titus | DESV | 10-0R-D24373-030 | 600 | CFM | 0 | 5000 | H-VTI-NO--600 | Venturi VAV Box | No Heat | Venturi Valve | 600 | CFM | 20 | 2023-03-01 | 2 | C1.3 | SHARED INSTRUMENTS/HW - LF2-2-101 |  |  |  | Venturi Valve | nan | nan | nan | nan | nan |  |  |  | 200 | 400 | 600 | 800 | 1000 | 1200 | 1500 | 2000 | 2400 | 3000
Terminal Unit VAV (no reheat) | LF2-EAV-205 | Sheetmetal | VAV Terminal | nan | Titus | DESV | 16-0L-D24373-031 | 3170 | CFM | 0 | 5000 | H-VTI-NO--3000 | Venturi VAV Box | No Heat | Venturi Valve | 3000 | CFM | 20 | 2023-03-01 | 2 | C2.1 | SHARED INSTRUMENTS/HW - LF2-2-101 |  |  |  | Venturi Valve | nan | nan | nan | nan | nan |  |  |  | 200 | 400 | 600 | 800 | 1000 | 1200 | 1500 | 2000 | 2400 | 3000
Terminal Unit VAV (no reheat) | LF2-EAV-206 | Sheetmetal | VAV Terminal | nan | Titus | DESV | 16-0L-D24373-032 | 3170 | CFM | 0 | 5000 | H-VTI-NO--3000 | Venturi VAV Box | No Heat | Venturi Valve | 3000 | CFM | 20 | 2023-03-01 | 2 | C2.1 | SHARED INSTRUMENTS/HW - LF2-2-101 |  |  |  | Venturi Valve | nan | nan | nan | nan | nan |  |  |  | 200 | 400 | 600 | 800 | 1000 | 1200 | 1500 | 2000 | 2400 | 3000
Terminal Unit VAV (no reheat) | LF2-EAV-207 | Sheetmetal | VAV Terminal | nan | Titus | DESV | 10-0L-D24373-033 | 525 | CFM | 0 | 5000 | H-VTI-NO--600 | Venturi VAV Box | No Heat | Venturi Valve | 600 | CFM | 20 | 2023-03-01 | 2 | C2.3 | SHARED INSTRUMENTS/HW - LF2-2-101 |  |  |  | Venturi Valve | nan | nan | nan | nan | nan |  |  |  | 200 | 400 | 600 | 800 | 1000 | 1200 | 1500 | 2000 | 2400 | 3000
Terminal Unit VAV (no reheat) | LF2-EAV-208 | Sheetmetal | VAV Terminal | nan | Titus | DESV | 16-0L-D24373-034 | 3170 | CFM | 0 | 5000 | H-VTI-NO--3000 | Venturi VAV Box | No Heat | Venturi Valve | 3000 | CFM | 20 | 2023-03-01 | 2 | C2.3 | SHARED INSTRUMENTS/HW - LF2-2-101 |  |  |  | Venturi Valve | nan | nan | nan | nan | nan |  |  |  | 200 | 400 | 600 | 800 | 1000 | 1200 | 1500 | 2000 | 2400 | 3000
Terminal Unit VAV (no reheat) | LF2-EAV-209 | Sheetmetal | VAV Terminal | nan | Titus | DESV | 14-0R-D24373-035 | 2200 | CFM | 0 | 5000 | H-VTI-NO--2400 | Venturi VAV Box | No Heat | Venturi Valve | 2400 | CFM | 20 | 2023-03-01 | 2 | C1.2 | TISSUE & ABLATION - LF2-2-120 |  |  |  | Venturi Valve | nan | nan | nan | nan | nan |  |  |  | 200 | 400 | 600 | 800 | 1000 | 1200 | 1500 | 2000 | 2400 | 3000
Terminal Unit VAV (no reheat) | LF2-EAV-210 | Sheetmetal | VAV Terminal | nan | Titus | DESV | 14-0R-D24373-036 | 2200 | CFM | 0 | 5000 | H-VTI-NO--2400 | Venturi VAV Box | No Heat | Venturi Valve | 2400 | CFM | 20 | 2023-03-01 | 2 | C1.4 | TISSUE & ABLATION - LF2-2-120 |  |  |  | Venturi Valve | nan | nan | nan | nan | nan |  |  |  | 200 | 400 | 600 | 800 | 1000 | 1200 | 1500 | 2000 | 2400 | 3000
Terminal Unit VAV (no reheat) | LF2-EAV-211 | Sheetmetal | VAV Terminal | nan | Titus | DESV | 08-0L-D24373-037 | 300 | CFM | 0 | 5000 | H-VTI-NO--400 | Venturi VAV Box | No Heat | Venturi Valve | 400 | CFM | 20 | 2023-03-01 | 2 | C1.2 | TISSUE & ABLATION - LF2-2-120 |  |  |  | Venturi Valve | nan | nan | nan | nan | nan |  |  |  | 200 | 400 | 600 | 800 | 1000 | 1200 | 1500 | 2000 | 2400 | 3000
Terminal Unit VAV (no reheat) | LF2-EAV-212 | Sheetmetal | VAV Terminal | nan | Titus | DESV | 06-0R-D24373-038 | 150 | CFM | 0 | 5000 | H-VTI-NO--200 | Venturi VAV Box | No Heat | Venturi Valve | 200 | CFM | 20 | 2023-03-01 | 2 | C1.2 | TISSUE & ABLATION - LF2-2-120 |  |  |  | Venturi Valve | nan | nan | nan | nan | nan |  |  |  | 200 | 400 | 600 | 800 | 1000 | 1200 | 1500 | 2000 | 2400 | 3000
Terminal Unit VAV (no reheat) | LF2-EAV-213 | Sheetmetal | VAV Terminal | nan | Titus | DESV | 06-0L-D24373-039 | 225 | CFM | 0 | 5000 | H-VTI-NO--200 | Venturi VAV Box | No Heat | Venturi Valve | 200 | CFM | 20 | 2023-03-01 | 2 | C1.4 | TISSUE & ABLATION - LF2-2-120 |  |  |  | Venturi Valve | nan | nan | nan | nan | nan |  |  |  | 200 | 400 | 600 | 800 | 1000 | 1200 | 1500 | 2000 | 2400 | 3000
Terminal Unit VAV (no reheat) | LF2-EAV-214 | Sheetmetal | VAV Terminal | nan | Titus | DESV | 10-0L-D24373-027 | 710 | CFM | 0 | 5000 | H-VTI-NO--800 | Venturi VAV Box | No Heat | Venturi Valve | 800 | CFM | 20 | 2023-03-01 | 2 | C1.4 | RO/DI & CCA ROOM - LF2-2-137 |  |  |  | Venturi Valve | nan | nan | nan | nan | nan |  |  |  | 200 | 400 | 600 | 800 | 1000 | 1200 | 1500 | 2000 | 2400 | 3000
Terminal Unit VAV (no reheat) | LF2-EAV-215 | Sheetmetal | VAV Terminal | nan | Titus | DESV | 12-0L-D24373-026 | 1480 | CFM | 0 | 5000 | H-VTI-NO--1500 | Venturi VAV Box | No Heat | Venturi Valve | 1500 | CFM | 20 | 2023-03-01 | 2 | C2.2 | STERILIZATION - LF2-2-138 |  |  |  | Venturi Valve | nan | nan | nan | nan | nan |  |  |  | 200 | 400 | 600 | 800 | 1000 | 1200 | 1500 | 2000 | 2400 | 3000
Terminal Unit VAV (no reheat) | LF2-EAV-216 | Sheetmetal | VAV Terminal | nan | Titus | DESV | 14-0R-D24373-025 | 1560 | CFM | 0 | 5000 | H-VTI-NO--1500 | Venturi VAV Box | No Heat | Venturi Valve | 1500 | CFM | 20 | 2023-03-01 | 2 | C2.2 | METROLOGY - LF2-2-214 |  |  |  | Venturi Valve | nan | nan | nan | nan | nan |  |  |  | 200 | 400 | 600 | 800 | 1000 | 1200 | 1500 | 2000 | 2400 | 3000
Terminal Unit VAV (no reheat) | LF2-EAV-217 | Sheetmetal | VAV Terminal | nan | Titus | DESV | 12-0L-D24373-024 | 1330 | CFM | 0 | 5000 | H-VTI-NO--1500 | Venturi VAV Box | No Heat | Venturi Valve | 1500 | CFM | 20 | 2023-03-01 | 2 | C2.2 | 3D PRINTERS - LF2-2-212 |  |  |  | Venturi Valve | nan | nan | nan | nan | nan |  |  |  | 200 | 400 | 600 | 800 | 1000 | 1200 | 1500 | 2000 | 2400 | 3000
Terminal Unit VAV (no reheat) | LF2-EAV-218 | Sheetmetal | VAV Terminal | nan | Titus | DESV | 12-0R-D24373-023 | 1080 | CFM | 0 | 5000 | H-VTI-NO--1000 | Venturi VAV Box | No Heat | Venturi Valve | 1000 | CFM | 20 | 2023-03-01 | 2 | C2.2 | 3D PRINTERS - LF2-2-212 |  |  |  | Venturi Valve | nan | nan | nan | nan | nan |  |  |  | 200 | 400 | 600 | 800 | 1000 | 1200 | 1500 | 2000 | 2400 | 3000
Terminal Unit VAV (no reheat) | LF2-EAV-219 | Sheetmetal | VAV Terminal | nan | Titus | DESV | 14-0R-D24373-022 | 2030 | CFM | 0 | 5000 | H-VTI-NO--2000 | Venturi VAV Box | No Heat | Venturi Valve | 2000 | CFM | 20 | 2023-03-01 | 2 | C2.4 | AME FUTURE LAB - LF2-2-211 |  |  |  | Venturi Valve | nan | nan | nan | nan | nan |  |  |  | 200 | 400 | 600 | 800 | 1000 | 1200 | 1500 | 2000 | 2400 | 3000
Terminal Unit VAV (no reheat) | LF2-EAV-220 | Sheetmetal | VAV Terminal | nan | Titus | DESV | 10-0R-D24373-021 | 600 | CFM | 0 | 5000 | H-VTI-NO--600 | Venturi VAV Box | No Heat | Venturi Valve | 600 | CFM | 20 | 2023-03-01 | 2 | C2.3 | RTG ADVANCED DEVELOPMENT - LF2-2-216 |  |  |  | Venturi Valve | nan | nan | nan | nan | nan |  |  |  | 200 | 400 | 600 | 800 | 1000 | 1200 | 1500 | 2000 | 2400 | 3000
Terminal Unit VAV (no reheat) | LF2-EAV-221 | Sheetmetal | VAV Terminal | nan | Titus | DESV | 12-0L-D24373-020 | 1020 | CFM | 0 | 5000 | H-VTI-NO--1000 | Venturi VAV Box | No Heat | Venturi Valve | 1000 | CFM | 20 | 2023-03-01 | 2 | C2.4 | SOFTWARE QA LAB - LF2-2-209 |  |  |  | Venturi Valve | nan | nan | nan | nan | nan |  |  |  | 200 | 400 | 600 | 800 | 1000 | 1200 | 1500 | 2000 | 2400 | 3000
Terminal Unit VAV (no reheat) | LF2-EAV-222 | Sheetmetal | VAV Terminal | nan | Titus | DESV | 10-0L-D24373-019 | 620 | CFM | 0 | 5000 | H-VTI-NO--600 | Venturi VAV Box | No Heat | Venturi Valve | 600 | CFM | 20 | 2023-03-01 | 2 | C2.4 | LOCKABLE FILE CABINETS - LF2-2-206 |  |  |  | Venturi Valve | nan | nan | nan | nan | nan |  |  |  | 200 | 400 | 600 | 800 | 1000 | 1200 | 1500 | 2000 | 2400 | 3000
Terminal Unit VAV (no reheat) | LF2-EAV-223 | Sheetmetal | VAV Terminal | nan | Titus | DESV | 06-0R-D24373-018 | 225 | CFM | 0 | 5000 | H-VTI-NO--200 | Venturi VAV Box | No Heat | Venturi Valve | 200 | CFM | 20 | 2023-03-01 | 2 | C2.4 | HISTOLOGY LAB - LF2-2-205 |  |  |  | Venturi Valve | nan | nan | nan | nan | nan |  |  |  | 200 | 400 | 600 | 800 | 1000 | 1200 | 1500 | 2000 | 2400 | 3000
Terminal Unit VAV (no reheat) | LF2-EAV-224 | Sheetmetal | VAV Terminal | nan | Titus | DESV | 07-0R-D24373-017 | 420 | CFM | 0 | 5000 | H-VTI-NO--400 | Venturi VAV Box | No Heat | Venturi Valve | 400 | CFM | 20 | 2023-03-01 | 2 | D - SOUTH CONNECTOR | HEMOLYSIS - LF2-2-312 |  |  |  | Venturi Valve | nan | nan | nan | nan | nan |  |  |  | 200 | 400 | 600 | 800 | 1000 | 1200 | 1500 | 2000 | 2400 | 3000
Terminal Unit VAV (no reheat) | LF2-EAV-225 | Sheetmetal | VAV Terminal | nan | Titus | DESV | 10-0R-D24373-016 | 720 | CFM | 0 | 5000 | H-VTI-NO--800 | Venturi VAV Box | No Heat | Venturi Valve | 800 | CFM | 20 | 2023-03-01 | 2 | D - SOUTH CONNECTOR | DISINFECTION - LF2-2-311 |  |  |  | Venturi Valve | nan | nan | nan | nan | nan |  |  |  | 200 | 400 | 600 | 800 | 1000 | 1200 | 1500 | 2000 | 2400 | 3000
Terminal Unit VAV (no reheat) | LF2-EAV-226 | Sheetmetal | VAV Terminal | nan | Titus | DESV | 08-0R-D24373-015 | 460 | CFM | 0 | 5000 | H-VTI-NO--400 | Venturi VAV Box | No Heat | Venturi Valve | 400 | CFM | 20 | 2023-03-01 | 2 | D - SOUTH CONNECTOR | CYTOTOX - LF2-2-309 |  |  |  | Venturi Valve | nan | nan | nan | nan | nan |  |  |  | 200 | 400 | 600 | 800 | 1000 | 1200 | 1500 | 2000 | 2400 | 3000
Terminal Unit VAV (no reheat) | LF2-EAV-227 | Sheetmetal | VAV Terminal | nan | Titus | DESV | 08-0L-D24373-014 | 390 | CFM | 0 | 5000 | H-VTI-NO--400 | Venturi VAV Box | No Heat | Venturi Valve | 400 | CFM | 20 | 2023-03-01 | 2 | D - SOUTH CONNECTOR | LASER LAB - LF2-2-315 |  |  |  | Venturi Valve | nan | nan | nan | nan | nan |  |  |  | 200 | 400 | 600 | 800 | 1000 | 1200 | 1500 | 2000 | 2400 | 3000
Terminal Unit VAV (no reheat) | LF2-EAV-228 | Sheetmetal | VAV Terminal | nan | Titus | DESV | 12-0L-D24373-013 | 1310 | CFM | 0 | 5000 | H-VTI-NO--1200 | Venturi VAV Box | No Heat | Venturi Valve | 1200 | CFM | 20 | 2023-03-01 | 2 | D - SOUTH CONNECTOR | MATERIALS LAB - LF2-2-314 |  |  |  | Venturi Valve | nan | nan | nan | nan | nan |  |  |  | 200 | 400 | 600 | 800 | 1000 | 1200 | 1500 | 2000 | 2400 | 3000
Terminal Unit VAV (no reheat) | LF2-EAV-229 | Sheetmetal | VAV Terminal | nan | Titus | DESV | 06-0R-D24373-012 | 130 | CFM | 0 | 5000 | H-VTI-NO--200 | Venturi VAV Box | No Heat | Venturi Valve | 200 | CFM | 20 | 2023-03-01 | 2 | C2.2 | HALLWAY - LF2-2-100 |  |  |  | Venturi Valve | nan | nan | nan | nan | nan |  |  |  | 200 | 400 | 600 | 800 | 1000 | 1200 | 1500 | 2000 | 2400 | 3000
Terminal Unit VAV (no reheat) | LF2-EAV-230 | Sheetmetal | VAV Terminal | nan | Titus | DESV | 12-0R-D24373-011 | 1250 | CFM | 0 | 5000 | H-VTI-NO--1200 | Venturi VAV Box | No Heat | Venturi Valve | 1200 | CFM | 20 | 2023-03-01 | 2 | B - NORTH CONNECTOR | MEN CHANGING ROOM - LF2-2-411 |  |  |  | Venturi Valve | nan | nan | nan | nan | nan |  |  |  | 200 | 400 | 600 | 800 | 1000 | 1200 | 1500 | 2000 | 2400 | 3000
Terminal Unit VAV (no reheat) | LF2-EAV-231 | Sheetmetal | VAV Terminal | nan | Titus | DESV | 08-0L-D24373-010 | 410 | CFM | 0 | 5000 | H-VTI-NO--400 | Venturi VAV Box | No Heat | Venturi Valve | 400 | CFM | 20 | 2023-03-01 | 2 | B - NORTH CONNECTOR | LOUNGE - LF2-2-400 |  |  |  | Venturi Valve | nan | nan | nan | nan | nan |  |  |  | 200 | 400 | 600 | 800 | 1000 | 1200 | 1500 | 2000 | 2400 | 3000
Terminal Unit VAV (no reheat) | LF2-EAV-232 | Sheetmetal | VAV Terminal | nan | Titus | DESV | 06-0L-D24373-009 | 210 | CFM | 0 | 5000 | H-VTI-NO--200 | Venturi VAV Box | No Heat | Venturi Valve | 200 | CFM | 20 | 2023-03-01 | 2 | B - NORTH CONNECTOR | LOUNGE - LF2-2-400 |  |  |  | Venturi Valve | nan | nan | nan | nan | nan |  |  |  | 200 | 400 | 600 | 800 | 1000 | 1200 | 1500 | 2000 | 2400 | 3000
Terminal Unit VAV (no reheat) | LF2-EAV-233 | Sheetmetal | VAV Terminal | nan | Titus | DESV | 14-0R-D24373-008 | 1560 | CFM | 0 | 5000 | H-VTI-NO--1500 | Venturi VAV Box | No Heat | Venturi Valve | 1500 | CFM | 20 | 2023-03-01 | 2 | B - NORTH CONNECTOR | PROCEDURE ROOM - LF2-2-413 |  |  |  | Venturi Valve | nan | nan | nan | nan | nan |  |  |  | 200 | 400 | 600 | 800 | 1000 | 1200 | 1500 | 2000 | 2400 | 3000
Terminal Unit VAV (no reheat) | LF2-EAV-234 | Sheetmetal | VAV Terminal | nan | Titus | DESV | 14-0R-D24373-007 | 1560 | CFM | 0 | 5000 | H-VTI-NO--1500 | Venturi VAV Box | No Heat | Venturi Valve | 1500 | CFM | 20 | 2023-03-01 | 2 | B - NORTH CONNECTOR | PROCEDURE ROOM - LF2-2-413 |  |  |  | Venturi Valve | nan | nan | nan | nan | nan |  |  |  | 200 | 400 | 600 | 800 | 1000 | 1200 | 1500 | 2000 | 2400 | 3000
Terminal Unit VAV (no reheat) | LF2-EAV-235 | Sheetmetal | VAV Terminal | nan | Titus | DESV | 14-0L-D24373-006 | 1560 | CFM | 0 | 5000 | H-VTI-NO--1500 | Venturi VAV Box | No Heat | Venturi Valve | 1500 | CFM | 20 | 2023-03-01 | 2 | B - NORTH CONNECTOR | PROCEDURE ROOM - LF2-2-413 |  |  |  | Venturi Valve | nan | nan | nan | nan | nan |  |  |  | 200 | 400 | 600 | 800 | 1000 | 1200 | 1500 | 2000 | 2400 | 3000
Terminal Unit VAV (no reheat) | LF2-EAV-236 | Sheetmetal | VAV Terminal | nan | Titus | DESV | 10-0L-D24373-005 | 550 | CFM | 0 | 5000 | H-VTI-NO--600 | Venturi VAV Box | No Heat | Venturi Valve | 600 | CFM | 20 | 2023-03-01 | 2 | B - NORTH CONNECTOR | WASHROOM LF2-2-223 |  |  |  | Venturi Valve | nan | nan | nan | nan | nan |  |  |  | 200 | 400 | 600 | 800 | 1000 | 1200 | 1500 | 2000 | 2400 | 3000
Terminal Unit VAV (no reheat) | LF2-EAV-237 | Sheetmetal | VAV Terminal | nan | Titus | DESV | 16-0R-D24373-004 | 2150 | CFM | 0 | 5000 | H-VTI-NO--2000 | Venturi VAV Box | No Heat | Venturi Valve | 2000 | CFM | 20 | 2023-03-01 | 2 | B - NORTH CONNECTOR | WASHROOM LF2-2-223 |  |  |  | Venturi Valve | nan | nan | nan | nan | nan |  |  |  | 200 | 400 | 600 | 800 | 1000 | 1200 | 1500 | 2000 | 2400 | 3000
Terminal Unit VAV (no reheat) | LF2-EAV-238 | Sheetmetal | VAV Terminal | nan | Titus | DESV | 12-0L-D24373-003 | 1450 | CFM | 0 | 5000 | H-VTI-NO--1500 | Venturi VAV Box | No Heat | Venturi Valve | 1500 | CFM | 20 | 2023-03-01 | 2 | B - NORTH CONNECTOR | MEN CHANGING ROOM - LF2-2-411 |  |  |  | Venturi Valve | nan | nan | nan | nan | nan |  |  |  | 200 | 400 | 600 | 800 | 1000 | 1200 | 1500 | 2000 | 2400 | 3000
Terminal Unit VAV (no reheat) | LF2-EAV-239 | Sheetmetal | VAV Terminal | nan | Titus | DESV | 10-0L-D24460-039 | 430 | CFM | 0 | 5000 | H-VTI-NO--400 | Venturi VAV Box | No Heat | Venturi Valve | 400 | CFM | 20 | 2023-03-01 | 2 | B - NORTH CONNECTOR | LOUNGE - LF2-2-400 |  |  |  | Venturi Valve | nan | nan | nan | nan | nan |  |  |  | 200 | 400 | 600 | 800 | 1000 | 1200 | 1500 | 2000 | 2400 | 3000
Terminal Unit VAV | LF1-VAV-101 | Sheetmetal | VAV Terminal | Air Purification Co. | Titus | DESV | 12-0L-D50080-001 | 960 | CFM | 0 | 5000 | H-VAV-NO--1000 | VAV Box | No Heat | All | 1000 | CFM | 20 | 2023-03-01 | 1 | A1 | MAIL SERVICES - LF1-1-131 |  |  |  | All | nan | nan | nan | nan | nan |  |  |  | 200 | 400 | 600 | 800 | 1000 | 1200 | 1500 | 2000 | 2400 | 3000 | 3600 | 4800 | 6000 | 7200
Terminal Unit VAV | LF1-VAV-102 | Sheetmetal | VAV Terminal | Air Purification Co. | Titus | DESV | 12-0R-D50080-019 | 1050 | CFM | 0 | 5000 | H-VAV-NO--1000 | VAV Box | No Heat | All | 1000 | CFM | 20 | 2023-03-01 | 1 | A1 | TECH SERVIES EQUIPMENT ROOM - LF1-1-134 |  |  |  | All | nan | nan | nan | nan | nan |  |  |  | 200 | 400 | 600 | 800 | 1000 | 1200 | 1500 | 2000 | 2400 | 3000 | 3600 | 4800 | 6000 | 7200
Terminal Unit VAV | LF1-VAV-103 | Sheetmetal | VAV Terminal | Air Purification Co. | Titus | DESV | 08-0L-D50080-018 | 400 | CFM | 0 | 5000 | H-VAV-NO--400 | VAV Box | No Heat | All | 400 | CFM | 20 | 2023-03-01 | 1 | A1 | EQUIP ROOM - LF1-1-35 |  |  |  | All | nan | nan | nan | nan | nan |  |  |  | 200 | 400 | 600 | 800 | 1000 | 1200 | 1500 | 2000 | 2400 | 3000 | 3600 | 4800 | 6000 | 7200
Terminal Unit VAV | LF1-VAV-104 | Sheetmetal | VAV Terminal | Air Purification Co. | Titus | DESV | 08-0L-D50080-017 | 300 | CFM | 0 | 5000 | H-VAV-NO--400 | VAV Box | No Heat | All | 400 | CFM | 20 | 2023-03-01 | 1 | A1 | WORK/BENCH - LF1-1-152 |  |  |  | All | nan | nan | nan | nan | nan |  |  |  | 200 | 400 | 600 | 800 | 1000 | 1200 | 1500 | 2000 | 2400 | 3000 | 3600 | 4800 | 6000 | 7200
Terminal Unit VAV | LF1-VAV-105 | Sheetmetal | VAV Terminal | Air Purification Co. | Titus | DESV | 08-0L-D50080-016 | 450 | CFM | 0 | 5000 | H-VAV-NO--400 | VAV Box | No Heat | All | 400 | CFM | 20 | 2023-03-01 | 1 | A1 | HALLWAY - LF1-1-200 |  |  |  | All | nan | nan | nan | nan | nan |  |  |  | 200 | 400 | 600 | 800 | 1000 | 1200 | 1500 | 2000 | 2400 | 3000 | 3600 | 4800 | 6000 | 7200
Terminal Unit VAV | LF1-VAV-106 | Sheetmetal | VAV Terminal | Air Purification Co. | Titus | DESV | 10-0R-D50080-015 | 700 | CFM | 0 | 5000 | H-VAV-NO--800 | VAV Box | No Heat | All | 800 | CFM | 20 | 2023-03-01 | 1 | A2 | FOODWORKS - LF1-1-203 |  |  |  | All | nan | nan | nan | nan | nan |  |  |  | 200 | 400 | 600 | 800 | 1000 | 1200 | 1500 | 2000 | 2400 | 3000 | 3600 | 4800 | 6000 | 7200
Terminal Unit VAV | LF1-VAV-107 | Sheetmetal | VAV Terminal | Air Purification Co. | Titus | DESV | 14-0L-D50080-014 | 1700 | CFM | 0 | 5000 | H-VAV-NO--1500 | VAV Box | No Heat | All | 1500 | CFM | 20 | 2023-03-01 | 1 | A2 | FOODWORKS - LF1-1-203 |  |  |  | All | nan | nan | nan | nan | nan |  |  |  | 200 | 400 | 600 | 800 | 1000 | 1200 | 1500 | 2000 | 2400 | 3000 | 3600 | 4800 | 6000 | 7200
Terminal Unit VAV | LF1-VAV-108 | Sheetmetal | VAV Terminal | Air Purification Co. | Titus | DESV | 12-0L-D50080-013 | 1350 | CFM | 0 | 5000 | H-VAV-NO--1500 | VAV Box | No Heat | All | 1500 | CFM | 20 | 2023-03-01 | 1 | A2 | MARKET - A-1210 |  |  |  | All | nan | nan | nan | nan | nan |  |  |  | 200 | 400 | 600 | 800 | 1000 | 1200 | 1500 | 2000 | 2400 | 3000 | 3600 | 4800 | 6000 | 7200
Terminal Unit VAV | LF1-VAV-109 | Sheetmetal | VAV Terminal | Air Purification Co. | Titus | DESV | 08-0R-D50080-012 | 380 | CFM | 0 | 5000 | H-VAV-NO--400 | VAV Box | No Heat | All | 400 | CFM | 20 | 2023-03-01 | 1 | A2 | OFFICE - LF1-1-251 |  |  |  | All | nan | nan | nan | nan | nan |  |  |  | 200 | 400 | 600 | 800 | 1000 | 1200 | 1500 | 2000 | 2400 | 3000 | 3600 | 4800 | 6000 | 7200
Terminal Unit VAV | LF1-VAV-110 | Sheetmetal | VAV Terminal | Air Purification Co. | Titus | DESV | 14-0R-D50080-011 | 1500 | CFM | 0 | 5000 | H-VAV-NO--1500 | VAV Box | No Heat | All | 1500 | CFM | 20 | 2023-03-01 | 1 | A2 | KITCHEN - LF1-1-211 |  |  |  | All | nan | nan | nan | nan | nan |  |  |  | 200 | 400 | 600 | 800 | 1000 | 1200 | 1500 | 2000 | 2400 | 3000 | 3600 | 4800 | 6000 | 7200
Terminal Unit VAV | LF1-VAV-111 | Sheetmetal | VAV Terminal | Air Purification Co. | Titus | DESV | 10-0L-D50080-010 | 600 | CFM | 0 | 5000 | H-VAV-NO--600 | VAV Box | No Heat | All | 600 | CFM | 20 | 2023-03-01 | 1 | A2 | WAREWASHING - LF1-1-213 |  |  |  | All | nan | nan | nan | nan | nan |  |  |  | 200 | 400 | 600 | 800 | 1000 | 1200 | 1500 | 2000 | 2400 | 3000 | 3600 | 4800 | 6000 | 7200
Terminal Unit VAV | LF1-VAV-112 | Sheetmetal | VAV Terminal | Air Purification Co. | Titus | DESV | 10-0R-D50080-009 | 505 | CFM | 0 | 5000 | H-VAV-NO--600 | VAV Box | No Heat | All | 600 | CFM | 20 | 2023-03-01 | 1 | A2 | STORAGE - LF1-1-257 |  |  |  | All | nan | nan | nan | nan | nan |  |  |  | 200 | 400 | 600 | 800 | 1000 | 1200 | 1500 | 2000 | 2400 | 3000 | 3600 | 4800 | 6000 | 7200
Terminal Unit VAV | LF1-VAV-113 | Sheetmetal | VAV Terminal | Air Purification Co. | Titus | DESV | 08-0R-D50080-008 | 400 | CFM | 0 | 5000 | H-VAV-NO--400 | VAV Box | No Heat | All | 400 | CFM | 20 | 2023-03-01 | 1 | A2 | COMPRESSORS - LF1-1-111 |  |  |  | All | nan | nan | nan | nan | nan |  |  |  | 200 | 400 | 600 | 800 | 1000 | 1200 | 1500 | 2000 | 2400 | 3000 | 3600 | 4800 | 6000 | 7200
Terminal Unit VAV | LF1-VAV-114 | Sheetmetal | VAV Terminal | Air Purification Co. | Titus | DESV | 10-0R-D50080-007 | 600 | CFM | 0 | 5000 | H-VAV-NO--600 | VAV Box | No Heat | All | 600 | CFM | 20 | 2023-03-01 | 1 | A1 | EQUIP ROOM - LF1-1-35 |  |  |  | All | nan | nan | nan | nan | nan |  |  |  | 200 | 400 | 600 | 800 | 1000 | 1200 | 1500 | 2000 | 2400 | 3000 | 3600 | 4800 | 6000 | 7200
Terminal Unit VAV | LF1-VAV-115 | Sheetmetal | VAV Terminal | Air Purification Co. | Titus | DESV | 08-0L-D50080-006 | 200 | CFM | 0 | 5000 | H-VAV-NO--200 | VAV Box | No Heat | All | 200 | CFM | 20 | 2023-03-01 | 1 | A1 | STORAGE - LF1-1-121 |  |  |  | All | nan | nan | nan | nan | nan |  |  |  | 200 | 400 | 600 | 800 | 1000 | 1200 | 1500 | 2000 | 2400 | 3000 | 3600 | 4800 | 6000 | 7200
Terminal Unit VAV | LF1-VAV-116 | Sheetmetal | VAV Terminal | Air Purification Co. | Titus | DESV | 08-0R-D50080-005 | 500 | CFM | 0 | 5000 | H-VAV-NO--600 | VAV Box | No Heat | All | 600 | CFM | 20 | 2023-03-01 | 1 | A1 | STORAGE - LF1-1-121 |  |  |  | All | nan | nan | nan | nan | nan |  |  |  | 200 | 400 | 600 | 800 | 1000 | 1200 | 1500 | 2000 | 2400 | 3000 | 3600 | 4800 | 6000 | 7200
Terminal Unit VAV | LF1-VAV-117 | Sheetmetal | VAV Terminal | Air Purification Co. | Titus | DESV | 08-0L-D50080-004 | 450 | CFM | 0 | 5000 | H-VAV-NO--400 | VAV Box | No Heat | All | 400 | CFM | 20 | 2023-03-01 | 1 | A1 | JANITORIAL STORAGE - LF1-1-124 |  |  |  | All | nan | nan | nan | nan | nan |  |  |  | 200 | 400 | 600 | 800 | 1000 | 1200 | 1500 | 2000 | 2400 | 3000 | 3600 | 4800 | 6000 | 7200
Terminal Unit VAV | LF1-VAV-118 | Sheetmetal | VAV Terminal | Air Purification Co. | Titus | DESV | 10-0L-D50080-003 | 1000 | CFM | 0 | 5000 | H-VAV-NO--1000 | VAV Box | No Heat | All | 1000 | CFM | 20 | 2023-03-01 | 1 | A2 | MARKET - A-1210 |  |  |  | All | nan | nan | nan | nan | nan |  |  |  | 200 | 400 | 600 | 800 | 1000 | 1200 | 1500 | 2000 | 2400 | 3000 | 3600 | 4800 | 6000 | 7200
Terminal Unit VAV | LF1-VAV-119 | Sheetmetal | VAV Terminal | Air Purification Co. | Titus | DESV | 10-0R-D50080-002 | 750 | CFM | 0 | 5000 | H-VAV-NO--800 | VAV Box | No Heat | All | 800 | CFM | 20 | 2023-03-01 | 1 | A2 | MARKET - A-1210 |  |  |  | All | nan | nan | nan | nan | nan |  |  |  | 200 | 400 | 600 | 800 | 1000 | 1200 | 1500 | 2000 | 2400 | 3000 | 3600 | 4800 | 6000 | 7200
Terminal Unit VAV | LF1-VAV-201 | Sheetmetal | VAV Terminal | Air Purification Co. | Titus | DESV | 12-0R-D60040-001 | 1080 | CFM | 0 | 5000 | H-VAV-NO--1000 | VAV Box | No Heat | All | 1000 | CFM | 20 | 2023-03-01 | 2 | A1 | OPEN OFFICE - LF1-2-120 |  |  |  | All | nan | nan | nan | nan | nan |  |  |  | 200 | 400 | 600 | 800 | 1000 | 1200 | 1500 | 2000 | 2400 | 3000 | 3600 | 4800 | 6000 | 7200
Terminal Unit VAV | LF1-VAV-202 | Sheetmetal | VAV Terminal | Air Purification Co. | Titus | DESV | 10-0R-D60040-002 | 600 | CFM | 0 | 5000 | H-VAV-NO--600 | VAV Box | No Heat | All | 600 | CFM | 20 | 2023-03-01 | 2 | A1 | OFFICE- LF1-2-123 |  |  |  | All | nan | nan | nan | nan | nan |  |  |  | 200 | 400 | 600 | 800 | 1000 | 1200 | 1500 | 2000 | 2400 | 3000 | 3600 | 4800 | 6000 | 7200
Terminal Unit VAV | LF1-VAV-203 | Sheetmetal | VAV Terminal | Air Purification Co. | Titus | DESV | 08-0R-D60040-003 | 405 | CFM | 0 | 5000 | H-VAV-NO--400 | VAV Box | No Heat | All | 400 | CFM | 20 | 2023-03-01 | 2 | A1 | OPEN OFFICE- LF1-2-160 |  |  |  | All | nan | nan | nan | nan | nan |  |  |  | 200 | 400 | 600 | 800 | 1000 | 1200 | 1500 | 2000 | 2400 | 3000 | 3600 | 4800 | 6000 | 7200
Terminal Unit VAV | LF1-VAV-204 | Sheetmetal | VAV Terminal | Air Purification Co. | Titus | DESV | 10-0R-D60040-004 | 800 | CFM | 0 | 5000 | H-VAV-NO--800 | VAV Box | No Heat | All | 800 | CFM | 20 | 2023-03-01 | 2 | A1 | OPEN OFFICE- LF1-2-160 |  |  |  | All | nan | nan | nan | nan | nan |  |  |  | 200 | 400 | 600 | 800 | 1000 | 1200 | 1500 | 2000 | 2400 | 3000 | 3600 | 4800 | 6000 | 7200
Terminal Unit VAV | LF1-VAV-205 | Sheetmetal | VAV Terminal | Air Purification Co. | Titus | DESV | nan | 1010 | CFM | 6.7 | 5000 | H-VAV-ELE--1000 | VAV Box | Electric | All | 1000 | CFM | 20 | 2023-03-01 | 2 | A1 | CONF- LF1-2-172 |  |  |  | All | nan | nan | nan | nan | nan |  |  |  | 200 | 400 | 600 | 800 | 1000 | 1200 | 1500 | 2000 | 2400 | 3000 | 3600 | 4800 | 6000 | 7200
Terminal Unit VAV | LF1-VAV-206 | Sheetmetal | VAV Terminal | Air Purification Co. | Titus | DESV | 08-0R-D60041-002 | 370 | CFM | 2.68 | 5000 | H-VAV-ELE--400 | VAV Box | Electric | All | 400 | CFM | 20 | 2023-03-01 | 2 | A1 | OPEN OFFICE- LF1-2-157 |  |  |  | All | nan | nan | nan | nan | nan |  |  |  | 200 | 400 | 600 | 800 | 1000 | 1200 | 1500 | 2000 | 2400 | 3000 | 3600 | 4800 | 6000 | 7200
Terminal Unit VAV | LF1-VAV-207 | Sheetmetal | VAV Terminal | Air Purification Co. | Titus | DESV | 08-0L-D60040-005 | 455 | CFM | 0 | 5000 | H-VAV-NO--400 | VAV Box | No Heat | All | 400 | CFM | 20 | 2023-03-01 | 2 | A1 | OPEN OFFICE- LF1-2-157 |  |  |  | All | nan | nan | nan | nan | nan |  |  |  | 200 | 400 | 600 | 800 | 1000 | 1200 | 1500 | 2000 | 2400 | 3000 | 3600 | 4800 | 6000 | 7200
Terminal Unit VAV | LF1-VAV-208 | Sheetmetal | VAV Terminal | Air Purification Co. | Titus | DESV | 10-0L-D60040-006 | 750 | CFM | 0 | 5000 | H-VAV-NO--800 | VAV Box | No Heat | All | 800 | CFM | 20 | 2023-03-01 | 2 | A2 | OFFICE- LF1-2-223 |  |  |  | All | nan | nan | nan | nan | nan |  |  |  | 200 | 400 | 600 | 800 | 1000 | 1200 | 1500 | 2000 | 2400 | 3000 | 3600 | 4800 | 6000 | 7200
Terminal Unit VAV | LF1-VAV-209 | Sheetmetal | VAV Terminal | Air Purification Co. | Titus | DESV | 10-0L-D60040-007 | 845 | CFM | 0 | 5000 | H-VAV-NO--800 | VAV Box | No Heat | All | 800 | CFM | 20 | 2023-03-01 | 2 | A2 | OFFICE- LF1-2-224 |  |  |  | All | nan | nan | nan | nan | nan |  |  |  | 200 | 400 | 600 | 800 | 1000 | 1200 | 1500 | 2000 | 2400 | 3000 | 3600 | 4800 | 6000 | 7200
Terminal Unit VAV | LF1-VAV-210 | Sheetmetal | VAV Terminal | Air Purification Co. | Titus | DESV | nan | 270 | CFM | 2.68 | 5000 | H-VAV-ELE--200 | VAV Box | Electric | All | 200 | CFM | 20 | 2023-03-01 | 2 | A2 | CONF- LF1-2-228 |  |  |  | All | nan | nan | nan | nan | nan |  |  |  | 200 | 400 | 600 | 800 | 1000 | 1200 | 1500 | 2000 | 2400 | 3000 | 3600 | 4800 | 6000 | 7200
Terminal Unit VAV | LF1-VAV-211 | Sheetmetal | VAV Terminal | Air Purification Co. | Titus | DESV | nan | 1040 | CFM | 0 | 5000 | H-VAV-NO--1000 | VAV Box | No Heat | All | 1000 | CFM | 20 | 2023-03-01 | 2 | A2 | OPEN OFFICE- LF1-2-220 |  |  |  | All | nan | nan | nan | nan | nan |  |  |  | 200 | 400 | 600 | 800 | 1000 | 1200 | 1500 | 2000 | 2400 | 3000 | 3600 | 4800 | 6000 | 7200
Terminal Unit VAV | LF1-VAV-212 | Sheetmetal | VAV Terminal | Air Purification Co. | Titus | DESV | 08-0L-D60040-009 | 405 | CFM | 0 | 5000 | H-VAV-NO--400 | VAV Box | No Heat | All | 400 | CFM | 20 | 2023-03-01 | 2 | A2 | CONF- LF1-2-214 |  |  |  | All | nan | nan | nan | nan | nan |  |  |  | 200 | 400 | 600 | 800 | 1000 | 1200 | 1500 | 2000 | 2400 | 3000 | 3600 | 4800 | 6000 | 7200
Terminal Unit VAV | LF1-VAV-213 | Sheetmetal | VAV Terminal | Air Purification Co. | Titus | DESV | nan | 370 | CFM | 2.68 | 5000 | H-VAV-ELE--400 | VAV Box | Electric | All | 400 | CFM | 20 | 2023-03-01 | 2 | A2 | CONF- LF1-2-213 |  |  |  | All | nan | nan | nan | nan | nan |  |  |  | 200 | 400 | 600 | 800 | 1000 | 1200 | 1500 | 2000 | 2400 | 3000 | 3600 | 4800 | 6000 | 7200
Terminal Unit VAV | LF1-VAV-214 | Sheetmetal | VAV Terminal | Air Purification Co. | Titus | DESV | 08-0L-D60041-005 | 370 | CFM | 2.68 | 5000 | H-VAV-ELE--400 | VAV Box | Electric | All | 400 | CFM | 20 | 2023-03-01 | 2 | A2 | CONF- LF1-2-252 |  |  |  | All | nan | nan | nan | nan | nan |  |  |  | 200 | 400 | 600 | 800 | 1000 | 1200 | 1500 | 2000 | 2400 | 3000 | 3600 | 4800 | 6000 | 7200
Terminal Unit VAV | LF1-VAV-215 | Sheetmetal | VAV Terminal | Air Purification Co. | Titus | DESV | 08-0R-D60040-010 | 400 | CFM | 0 | 5000 | H-VAV-NO--400 | VAV Box | No Heat | All | 400 | CFM | 20 | 2023-03-01 | 2 | A2 | OPEN OFFICE- LF1-2-270 |  |  |  | All | nan | nan | nan | nan | nan |  |  |  | 200 | 400 | 600 | 800 | 1000 | 1200 | 1500 | 2000 | 2400 | 3000 | 3600 | 4800 | 6000 | 7200
Terminal Unit VAV | LF1-VAV-216 | Sheetmetal | VAV Terminal | Air Purification Co. | Titus | DESV | 10-0L-D60040-011 | 845 | CFM | 0 | 5000 | H-VAV-NO--800 | VAV Box | No Heat | All | 800 | CFM | 20 | 2023-03-01 | 2 | A2 | OFFICE- LF1-2-274 |  |  |  | All | nan | nan | nan | nan | nan |  |  |  | 200 | 400 | 600 | 800 | 1000 | 1200 | 1500 | 2000 | 2400 | 3000 | 3600 | 4800 | 6000 | 7200
Terminal Unit VAV | LF1-VAV-217 | Sheetmetal | VAV Terminal | Air Purification Co. | Titus | DESV | 10-0L-D60040-012 | 595 | CFM | 0 | 5000 | H-VAV-NO--600 | VAV Box | No Heat | All | 600 | CFM | 20 | 2023-03-01 | 2 | A2 | OFFICE- LF1-2-278 |  |  |  | All | nan | nan | nan | nan | nan |  |  |  | 200 | 400 | 600 | 800 | 1000 | 1200 | 1500 | 2000 | 2400 | 3000 | 3600 | 4800 | 6000 | 7200
Terminal Unit VAV | LF1-VAV-218 | Sheetmetal | VAV Terminal | Air Purification Co. | Titus | DESV | 08-0R-D60041-006 | 265 | CFM | 2.68 | 5000 | H-VAV-ELE--200 | VAV Box | Electric | All | 200 | CFM | 20 | 2023-03-01 | 2 | A2 | CONF- LF1-2-279 |  |  |  | All | nan | nan | nan | nan | nan |  |  |  | 200 | 400 | 600 | 800 | 1000 | 1200 | 1500 | 2000 | 2400 | 3000 | 3600 | 4800 | 6000 | 7200
Terminal Unit VAV | LF1-VAV-219 | Sheetmetal | VAV Terminal | Air Purification Co. | Titus | DESV | 10-0R-D60041-007 | 755 | CFM | 2.68 | 5000 | H-VAV-ELE--800 | VAV Box | Electric | All | 800 | CFM | 20 | 2023-03-01 | 2 | A1 | CONF - LF1-2-280 |  |  |  | All | nan | nan | nan | nan | nan |  |  |  | 200 | 400 | 600 | 800 | 1000 | 1200 | 1500 | 2000 | 2400 | 3000 | 3600 | 4800 | 6000 | 7200
Terminal Unit VAV | LF1-VAV-220 | Sheetmetal | VAV Terminal | Air Purification Co. | Titus | DESV | 10-0L-D60041-008 | 680 | CFM | 5.36 | 5000 | H-VAV-ELE--600 | VAV Box | Electric | All | 600 | CFM | 20 | 2023-03-01 | 2 | A2 | CONF- LF1-2-212 |  |  |  | All | nan | nan | nan | nan | nan |  |  |  | 200 | 400 | 600 | 800 | 1000 | 1200 | 1500 | 2000 | 2400 | 3000 | 3600 | 4800 | 6000 | 7200
Terminal Unit VAV | LF1-VAV-221 | Sheetmetal | VAV Terminal | Air Purification Co. | Titus | DESV | 08-0L-D60040-013 | 435 | CFM | 0 | 5000 | H-VAV-NO--400 | VAV Box | No Heat | All | 400 | CFM | 20 | 2023-03-01 | 2 | A2 | CONF- LF1-2-212 |  |  |  | All | nan | nan | nan | nan | nan |  |  |  | 200 | 400 | 600 | 800 | 1000 | 1200 | 1500 | 2000 | 2400 | 3000 | 3600 | 4800 | 6000 | 7200
Terminal Unit VAV | LF1-VAV-222 | Sheetmetal | VAV Terminal | Air Purification Co. | Titus | DESV | 08-0R-D60041-009 | 535 | CFM | 2.68 | 5000 | H-VAV-ELE--600 | VAV Box | Electric | All | 600 | CFM | 20 | 2023-03-01 | 2 | A1 | CONF- LF1-2-103 |  |  |  | All | nan | nan | nan | nan | nan |  |  |  | 200 | 400 | 600 | 800 | 1000 | 1200 | 1500 | 2000 | 2400 | 3000 | 3600 | 4800 | 6000 | 7200
Terminal Unit VAV | LF1-VAV-223 | Sheetmetal | VAV Terminal | Air Purification Co. | Titus | DESV | nan | 260 | CFM | 0 | 5000 | H-VAV-NO--200 | VAV Box | No Heat | All | 200 | CFM | 20 | 2023-03-01 | 2 | A2 | OPEN OFFICE- LF1-2-270 |  |  |  | All | nan | nan | nan | nan | nan |  |  |  | 200 | 400 | 600 | 800 | 1000 | 1200 | 1500 | 2000 | 2400 | 3000 | 3600 | 4800 | 6000 | 7200
Terminal Unit VAV | LF1-VAV-301 | Sheetmetal | VAV Terminal | Air Purification Co. | Titus | DESV | 12-0R-D53980-001 | 1080 | CFM | 0 | 5000 | H-VAV-NO--1000 | VAV Box | No Heat | All | 1000 | CFM | 20 | 2023-03-01 | 3 | A1 | OPEN OFFICE - LF1-3-120 |  |  |  | All | nan | nan | nan | nan | nan |  |  |  | 200 | 400 | 600 | 800 | 1000 | 1200 | 1500 | 2000 | 2400 | 3000 | 3600 | 4800 | 6000 | 7200
Terminal Unit VAV | LF1-VAV-302 | Sheetmetal | VAV Terminal | Air Purification Co. | Titus | DESV | 10-0R-D53980-003 | 600 | CFM | 0 | 5000 | H-VAV-NO--600 | VAV Box | No Heat | All | 600 | CFM | 20 | 2023-03-01 | 3 | A1 | OFFICE - LF1-3-123 |  |  |  | All | nan | nan | nan | nan | nan |  |  |  | 200 | 400 | 600 | 800 | 1000 | 1200 | 1500 | 2000 | 2400 | 3000 | 3600 | 4800 | 6000 | 7200
Terminal Unit VAV | LF1-VAV-303 | Sheetmetal | VAV Terminal | Air Purification Co. | Titus | DESV | nan | 405 | CFM | 2.68 | 5000 | H-VAV-ELE--400 | VAV Box | Electric | All | 400 | CFM | 20 | 2023-03-01 | 3 | A1 | OPEN OFFICE - LF1-3-160 |  |  |  | All | nan | nan | nan | nan | nan |  |  |  | 200 | 400 | 600 | 800 | 1000 | 1200 | 1500 | 2000 | 2400 | 3000 | 3600 | 4800 | 6000 | 7200
Terminal Unit VAV | LF1-VAV-304 | Sheetmetal | VAV Terminal | Air Purification Co. | Titus | DESV | 10-0R-D53980-004 | 800 | CFM | 0 | 5000 | H-VAV-NO--800 | VAV Box | No Heat | All | 800 | CFM | 20 | 2023-03-01 | 3 | A1 | OPEN OFFICE - LF1-3-160 |  |  |  | All | nan | nan | nan | nan | nan |  |  |  | 200 | 400 | 600 | 800 | 1000 | 1200 | 1500 | 2000 | 2400 | 3000 | 3600 | 4800 | 6000 | 7200
Terminal Unit VAV | LF1-VAV-305 | Sheetmetal | VAV Terminal | Air Purification Co. | Titus | DESV | nan | 1010 | CFM | 4.02 | 5000 | H-VAV-ELE--1000 | VAV Box | Electric | All | 1000 | CFM | 20 | 2023-03-01 | 3 | A1 | CONF - LF1-3-172 |  |  |  | All | nan | nan | nan | nan | nan |  |  |  | 200 | 400 | 600 | 800 | 1000 | 1200 | 1500 | 2000 | 2400 | 3000 | 3600 | 4800 | 6000 | 7200
Terminal Unit VAV | LF1-VAV-306 | Sheetmetal | VAV Terminal | Air Purification Co. | Titus | DESV | 08-0R-D53996-004 | 370 | CFM | 2.68 | 5000 | H-VAV-ELE--400 | VAV Box | Electric | All | 400 | CFM | 20 | 2023-03-01 | 3 | A1 | OPEN OFFICE - LF1-3-157 |  |  |  | All | nan | nan | nan | nan | nan |  |  |  | 200 | 400 | 600 | 800 | 1000 | 1200 | 1500 | 2000 | 2400 | 3000 | 3600 | 4800 | 6000 | 7200
Terminal Unit VAV | LF1-VAV-307 | Sheetmetal | VAV Terminal | Air Purification Co. | Titus | DESV | 08-0L-D53980-005 | 455 | CFM | 0 | 5000 | H-VAV-NO--400 | VAV Box | No Heat | All | 400 | CFM | 20 | 2023-03-01 | 3 | A1 | OPEN OFFICE - LF1-3-157 |  |  |  | All | nan | nan | nan | nan | nan |  |  |  | 200 | 400 | 600 | 800 | 1000 | 1200 | 1500 | 2000 | 2400 | 3000 | 3600 | 4800 | 6000 | 7200
Terminal Unit VAV | LF1-VAV-308 | Sheetmetal | VAV Terminal | Air Purification Co. | Titus | DESV | nan | 750 | CFM | 5.36 | 5000 | H-VAV-ELE--800 | VAV Box | Electric | All | 800 | CFM | 20 | 2023-03-01 | 3 | A2 | OFFICE - LF1-3-223 |  |  |  | All | nan | nan | nan | nan | nan |  |  |  | 200 | 400 | 600 | 800 | 1000 | 1200 | 1500 | 2000 | 2400 | 3000 | 3600 | 4800 | 6000 | 7200
Terminal Unit VAV | LF1-VAV-309 | Sheetmetal | VAV Terminal | Air Purification Co. | Titus | DESV | 10-0L-D53980-006 | 845 | CFM | 0 | 5000 | H-VAV-NO--800 | VAV Box | No Heat | All | 800 | CFM | 20 | 2023-03-01 | 3 | A2 | OFFICE - LF1-3-224 |  |  |  | All | nan | nan | nan | nan | nan |  |  |  | 200 | 400 | 600 | 800 | 1000 | 1200 | 1500 | 2000 | 2400 | 3000 | 3600 | 4800 | 6000 | 7200
Terminal Unit VAV | LF1-VAV-310 | Sheetmetal | VAV Terminal | Air Purification Co. | Titus | DESV | nan | 270 | CFM | 2.68 | 5000 | H-VAV-ELE--200 | VAV Box | Electric | All | 200 | CFM | 20 | 2023-03-01 | 3 | A2 | CONF - LF1-3-228 |  |  |  | All | nan | nan | nan | nan | nan |  |  |  | 200 | 400 | 600 | 800 | 1000 | 1200 | 1500 | 2000 | 2400 | 3000 | 3600 | 4800 | 6000 | 7200
Terminal Unit VAV | LF1-VAV-311 | Sheetmetal | VAV Terminal | Air Purification Co. | Titus | DESV | 12-0L-D53980-007 | 1040 | CFM | 0 | 5000 | H-VAV-NO--1000 | VAV Box | No Heat | All | 1000 | CFM | 20 | 2023-03-01 | 3 | A2 | OPEN OFFICE- LF1-3-220 |  |  |  | All | nan | nan | nan | nan | nan |  |  |  | 200 | 400 | 600 | 800 | 1000 | 1200 | 1500 | 2000 | 2400 | 3000 | 3600 | 4800 | 6000 | 7200
Terminal Unit VAV | LF1-VAV-312 | Sheetmetal | VAV Terminal | Air Purification Co. | Titus | DESV | 08-0L-D53980-008 | 450 | CFM | 0 | 5000 | H-VAV-NO--400 | VAV Box | No Heat | All | 400 | CFM | 20 | 2023-03-01 | 3 | A2 | CONF - LF1-3-214 |  |  |  | All | nan | nan | nan | nan | nan |  |  |  | 200 | 400 | 600 | 800 | 1000 | 1200 | 1500 | 2000 | 2400 | 3000 | 3600 | 4800 | 6000 | 7200
Terminal Unit VAV | LF1-VAV-313 | Sheetmetal | VAV Terminal | Air Purification Co. | Titus | DESV | 08-0R-D53996-007 | 370 | CFM | 2.68 | 5000 | H-VAV-ELE--400 | VAV Box | Electric | All | 400 | CFM | 20 | 2023-03-01 | 3 | A2 | CONF - LF1-3-213 |  |  |  | All | nan | nan | nan | nan | nan |  |  |  | 200 | 400 | 600 | 800 | 1000 | 1200 | 1500 | 2000 | 2400 | 3000 | 3600 | 4800 | 6000 | 7200
Terminal Unit VAV | LF1-VAV-314 | Sheetmetal | VAV Terminal | Air Purification Co. | Titus | DESV | 08-0L-D53996-008 | 370 | CFM | 2.68 | 5000 | H-VAV-ELE--400 | VAV Box | Electric | All | 400 | CFM | 20 | 2023-03-01 | 3 | A2 | CONF - LF1-3-252 |  |  |  | All | nan | nan | nan | nan | nan |  |  |  | 200 | 400 | 600 | 800 | 1000 | 1200 | 1500 | 2000 | 2400 | 3000 | 3600 | 4800 | 6000 | 7200
Terminal Unit VAV | LF1-VAV-315 | Sheetmetal | VAV Terminal | Air Purification Co. | Titus | DESV | 08-0R-D53980-009 | 400 | CFM | 0 | 5000 | H-VAV-NO--400 | VAV Box | No Heat | All | 400 | CFM | 20 | 2023-03-01 | 3 | A2 | OFFICE - LF1-3-269 |  |  |  | All | nan | nan | nan | nan | nan |  |  |  | 200 | 400 | 600 | 800 | 1000 | 1200 | 1500 | 2000 | 2400 | 3000 | 3600 | 4800 | 6000 | 7200
Terminal Unit VAV | LF1-VAV-316 | Sheetmetal | VAV Terminal | Air Purification Co. | Titus | DESV | 10-0L-D53980-010 | 845 | CFM | 0 | 5000 | H-VAV-NO--800 | VAV Box | No Heat | All | 800 | CFM | 20 | 2023-03-01 | 3 | A2 | OFFICE - LF1-3-274 |  |  |  | All | nan | nan | nan | nan | nan |  |  |  | 200 | 400 | 600 | 800 | 1000 | 1200 | 1500 | 2000 | 2400 | 3000 | 3600 | 4800 | 6000 | 7200
Terminal Unit VAV | LF1-VAV-317 | Sheetmetal | VAV Terminal | Air Purification Co. | Titus | DESV | 10-0L-D53980-011 | 705 | CFM | 0 | 5000 | H-VAV-NO--800 | VAV Box | No Heat | All | 800 | CFM | 20 | 2023-03-01 | 3 | A2 | OFFICE - LF1-3-278 |  |  |  | All | nan | nan | nan | nan | nan |  |  |  | 200 | 400 | 600 | 800 | 1000 | 1200 | 1500 | 2000 | 2400 | 3000 | 3600 | 4800 | 6000 | 7200
Terminal Unit VAV | LF1-VAV-318 | Sheetmetal | VAV Terminal | Air Purification Co. | Titus | DESV | nan | 265 | CFM | 2.68 | 5000 | H-VAV-ELE--200 | VAV Box | Electric | All | 200 | CFM | 20 | 2023-03-01 | 3 | A2 | CONF- LF1-3-279 |  |  |  | All | nan | nan | nan | nan | nan |  |  |  | 200 | 400 | 600 | 800 | 1000 | 1200 | 1500 | 2000 | 2400 | 3000 | 3600 | 4800 | 6000 | 7200
Terminal Unit VAV | LF1-VAV-319 | Sheetmetal | VAV Terminal | Air Purification Co. | Titus | DESV | nan | 755 | CFM | 2.68 | 5000 | H-VAV-ELE--800 | VAV Box | Electric | All | 800 | CFM | 20 | 2023-03-01 | 3 | A1 | CONF - LF1-3-280 |  |  |  | All | nan | nan | nan | nan | nan |  |  |  | 200 | 400 | 600 | 800 | 1000 | 1200 | 1500 | 2000 | 2400 | 3000 | 3600 | 4800 | 6000 | 7200
Terminal Unit VAV | LF1-VAV-320 | Sheetmetal | VAV Terminal | Air Purification Co. | Titus | DESV | nan | 680 | CFM | 2.68 | 5000 | H-VAV-ELE--600 | VAV Box | Electric | All | 600 | CFM | 20 | 2023-03-01 | 3 | A1 | OPEN OFFICE - LF1-3-101 |  |  |  | All | nan | nan | nan | nan | nan |  |  |  | 200 | 400 | 600 | 800 | 1000 | 1200 | 1500 | 2000 | 2400 | 3000 | 3600 | 4800 | 6000 | 7200
Terminal Unit VAV | LF1-VAV-321 | Sheetmetal | VAV Terminal | Air Purification Co. | Titus | DESV | nan | 370 | CFM | 2.68 | 5000 | H-VAV-ELE--400 | VAV Box | Electric | All | 400 | CFM | 20 | 2023-03-01 | 3 | A2 | VIS LAB - LF1-3-212 |  |  |  | All | nan | nan | nan | nan | nan |  |  |  | 200 | 400 | 600 | 800 | 1000 | 1200 | 1500 | 2000 | 2400 | 3000 | 3600 | 4800 | 6000 | 7200
Terminal Unit VAV | LF1-VAV-322 | Sheetmetal | VAV Terminal | Air Purification Co. | Titus | DESV | 08-0L-D53980-002 | 535 | CFM | 0 | 5000 | H-VAV-NO--600 | VAV Box | No Heat | All | 600 | CFM | 20 | 2023-03-01 | 3 | A2 | CONF - LF1-3-254 |  |  |  | All | nan | nan | nan | nan | nan |  |  |  | 200 | 400 | 600 | 800 | 1000 | 1200 | 1500 | 2000 | 2400 | 3000 | 3600 | 4800 | 6000 | 7200
Terminal Unit VAV | LF1-VAV-323 | Sheetmetal | VAV Terminal | Air Purification Co. | Titus | DESV | nan | 370 | CFM | 2.68 | 5000 | H-VAV-ELE--400 | VAV Box | Electric | All | 400 | CFM | 20 | 2023-03-01 | 3 | A2 | CONF - LF1-3-253 |  |  |  | All | nan | nan | nan | nan | nan |  |  |  | 200 | 400 | 600 | 800 | 1000 | 1200 | 1500 | 2000 | 2400 | 3000 | 3600 | 4800 | 6000 | 7200
Terminal Unit VAV | LF1-VAV-401 | Sheetmetal | VAV Terminal | Air Purification Co. | Titus | DESV | nan | 810 | CFM | 0 | 5000 | H-VAV-NO--800 | VAV Box | No Heat | All | 800 | CFM | 20 | 2023-03-01 | 4 | A1 | OPEN OFFICE - LF1-4-120 |  |  |  | All | nan | nan | nan | nan | nan |  |  |  | 200 | 400 | 600 | 800 | 1000 | 1200 | 1500 | 2000 | 2400 | 3000 | 3600 | 4800 | 6000 | 7200
Terminal Unit VAV | LF1-VAV-402 | Sheetmetal | VAV Terminal | Air Purification Co. | Titus | DESV | 10-0L-D50135-002 | 600 | CFM | 0 | 5000 | H-VAV-NO--600 | VAV Box | No Heat | All | 600 | CFM | 20 | 2023-03-01 | 4 | A1 | OFFICE - LF1-4-123 |  |  |  | All | nan | nan | nan | nan | nan |  |  |  | 200 | 400 | 600 | 800 | 1000 | 1200 | 1500 | 2000 | 2400 | 3000 | 3600 | 4800 | 6000 | 7200
Terminal Unit VAV | LF1-VAV-403 | Sheetmetal | VAV Terminal | Air Purification Co. | Titus | DESV | 08-0R-D50135-003 | 405 | CFM | 0 | 5000 | H-VAV-NO--400 | VAV Box | No Heat | All | 400 | CFM | 20 | 2023-03-01 | 4 | A1 | OFFICE - LF1-4-160 |  |  |  | All | nan | nan | nan | nan | nan |  |  |  | 200 | 400 | 600 | 800 | 1000 | 1200 | 1500 | 2000 | 2400 | 3000 | 3600 | 4800 | 6000 | 7200
Terminal Unit VAV | LF1-VAV-404 | Sheetmetal | VAV Terminal | Air Purification Co. | Titus | DESV | 10-0L-D50135-004 | 810 | CFM | 0 | 5000 | H-VAV-NO--800 | VAV Box | No Heat | All | 800 | CFM | 20 | 2023-03-01 | 4 | A1 | OFFICE - LF1-4-160 |  |  |  | All | nan | nan | nan | nan | nan |  |  |  | 200 | 400 | 600 | 800 | 1000 | 1200 | 1500 | 2000 | 2400 | 3000 | 3600 | 4800 | 6000 | 7200
Terminal Unit VAV | LF1-VAV-405 | Sheetmetal | VAV Terminal | Air Purification Co. | Titus | DESV | nan | 1015 | CFM | 4.02 | 5000 | H-VAV-ELE--1000 | VAV Box | Electric | All | 1000 | CFM | 20 | 2023-03-01 | 4 | A1 | CONF - LF1-4-172 |  |  |  | All | nan | nan | nan | nan | nan |  |  |  | 200 | 400 | 600 | 800 | 1000 | 1200 | 1500 | 2000 | 2400 | 3000 | 3600 | 4800 | 6000 | 7200
Terminal Unit VAV | LF1-VAV-406 | Sheetmetal | VAV Terminal | Air Purification Co. | Titus | DESV | nan | 370 | CFM | 2.68 | 5000 | H-VAV-ELE--400 | VAV Box | Electric | All | 400 | CFM | 20 | 2023-03-01 | 4 | A1 | OPEN OFFICE - LF1-4-157 |  |  |  | All | nan | nan | nan | nan | nan |  |  |  | 200 | 400 | 600 | 800 | 1000 | 1200 | 1500 | 2000 | 2400 | 3000 | 3600 | 4800 | 6000 | 7200
Terminal Unit VAV | LF1-VAV-407 | Sheetmetal | VAV Terminal | Air Purification Co. | Titus | DESV | 08-0L-D50135-005 | 420 | CFM | 0 | 5000 | H-VAV-NO--400 | VAV Box | No Heat | All | 400 | CFM | 20 | 2023-03-01 | 4 | A1 | OPEN OFFICE - LF1-4-157 |  |  |  | All | nan | nan | nan | nan | nan |  |  |  | 200 | 400 | 600 | 800 | 1000 | 1200 | 1500 | 2000 | 2400 | 3000 | 3600 | 4800 | 6000 | 7200
Terminal Unit VAV | LF1-VAV-408 | Sheetmetal | VAV Terminal | Air Purification Co. | Titus | DESV | 12-0L-D50135-006 | 980 | CFM | 0 | 5000 | H-VAV-NO--1000 | VAV Box | No Heat | All | 1000 | CFM | 20 | 2023-03-01 | 4 | A2 | OFFICE- LF1-4-223 |  |  |  | All | nan | nan | nan | nan | nan |  |  |  | 200 | 400 | 600 | 800 | 1000 | 1200 | 1500 | 2000 | 2400 | 3000 | 3600 | 4800 | 6000 | 7200
Terminal Unit VAV | LF1-VAV-409 | Sheetmetal | VAV Terminal | Air Purification Co. | Titus | DESV | 10-0L-D50135-007 | 770 | CFM | 0 | 5000 | H-VAV-NO--800 | VAV Box | No Heat | All | 800 | CFM | 20 | 2023-03-01 | 4 | A2 | OFFICE - LF1-4-224 |  |  |  | All | nan | nan | nan | nan | nan |  |  |  | 200 | 400 | 600 | 800 | 1000 | 1200 | 1500 | 2000 | 2400 | 3000 | 3600 | 4800 | 6000 | 7200
Terminal Unit VAV | LF1-VAV-410 | Sheetmetal | VAV Terminal | Air Purification Co. | Titus | DESV | 08-0R-D50147-003 | 270 | CFM | 2.68 | 5000 | H-VAV-ELE--200 | VAV Box | Electric | All | 200 | CFM | 20 | 2023-03-01 | 4 | A2 | CONF - LF1-4-228 |  |  |  | All | nan | nan | nan | nan | nan |  |  |  | 200 | 400 | 600 | 800 | 1000 | 1200 | 1500 | 2000 | 2400 | 3000 | 3600 | 4800 | 6000 | 7200
Terminal Unit VAV | LF1-VAV-411 | Sheetmetal | VAV Terminal | Air Purification Co. | Titus | DESV | 12-0L-D50135-008 | 1300 | CFM | 0 | 5000 | H-VAV-NO--1500 | VAV Box | No Heat | All | 1500 | CFM | 20 | 2023-03-01 | 4 | A2 | OPEN OFFICE - LF1-4-220 |  |  |  | All | nan | nan | nan | nan | nan |  |  |  | 200 | 400 | 600 | 800 | 1000 | 1200 | 1500 | 2000 | 2400 | 3000 | 3600 | 4800 | 6000 | 7200
Terminal Unit VAV | LF1-VAV-412 | Sheetmetal | VAV Terminal | Air Purification Co. | Titus | DESV | 08-0L-D50147-004 | 370 | CFM | 2.68 | 5000 | H-VAV-ELE--400 | VAV Box | Electric | All | 400 | CFM | 20 | 2023-03-01 | 4 | A2 | PROJECT ROOM - LF1-4-213 |  |  |  | All | nan | nan | nan | nan | nan |  |  |  | 200 | 400 | 600 | 800 | 1000 | 1200 | 1500 | 2000 | 2400 | 3000 | 3600 | 4800 | 6000 | 7200
Terminal Unit VAV | LF1-VAV-413 | Sheetmetal | VAV Terminal | Air Purification Co. | Titus | DESV | 08-0R-D50147-005 | 370 | CFM | 2.68 | 5000 | H-VAV-ELE--400 | VAV Box | Electric | All | 400 | CFM | 20 | 2023-03-01 | 4 | A2 | PROJECT ROOM - LF1-4-213 |  |  |  | All | nan | nan | nan | nan | nan |  |  |  | 200 | 400 | 600 | 800 | 1000 | 1200 | 1500 | 2000 | 2400 | 3000 | 3600 | 4800 | 6000 | 7200
Terminal Unit VAV | LF1-VAV-414 | Sheetmetal | VAV Terminal | Air Purification Co. | Titus | DESV | 08-0L-D50147-006 | 370 | CFM | 2.68 | 5000 | H-VAV-ELE--400 | VAV Box | Electric | All | 400 | CFM | 20 | 2023-03-01 | 4 | A2 | CONF- LF1-4-252 |  |  |  | All | nan | nan | nan | nan | nan |  |  |  | 200 | 400 | 600 | 800 | 1000 | 1200 | 1500 | 2000 | 2400 | 3000 | 3600 | 4800 | 6000 | 7200
Terminal Unit VAV | LF1-VAV-415 | Sheetmetal | VAV Terminal | Air Purification Co. | Titus | DESV | 08-0R-D50135-009 | 400 | CFM | 0 | 5000 | H-VAV-NO--400 | VAV Box | No Heat | All | 400 | CFM | 20 | 2023-03-01 | 4 | A2 | OPEN OFFICE - LF1-4-270 |  |  |  | All | nan | nan | nan | nan | nan |  |  |  | 200 | 400 | 600 | 800 | 1000 | 1200 | 1500 | 2000 | 2400 | 3000 | 3600 | 4800 | 6000 | 7200
Terminal Unit VAV | LF1-VAV-416 | Sheetmetal | VAV Terminal | Air Purification Co. | Titus | DESV | 10-2L-D50135-010 | 845 | CFM | 0 | 5000 | H-VAV-NO--800 | VAV Box | No Heat | All | 800 | CFM | 20 | 2023-03-01 | 4 | A2 | OFFICE - LF1-4-274 |  |  |  | All | nan | nan | nan | nan | nan |  |  |  | 200 | 400 | 600 | 800 | 1000 | 1200 | 1500 | 2000 | 2400 | 3000 | 3600 | 4800 | 6000 | 7200
Terminal Unit VAV | LF1-VAV-417 | Sheetmetal | VAV Terminal | Air Purification Co. | Titus | DESV | 10-0L-D50135-011 | 595 | CFM | 0 | 5000 | H-VAV-NO--600 | VAV Box | No Heat | All | 600 | CFM | 20 | 2023-03-01 | 4 | A2 | OFFICE - LF1-4-278 |  |  |  | All | nan | nan | nan | nan | nan |  |  |  | 200 | 400 | 600 | 800 | 1000 | 1200 | 1500 | 2000 | 2400 | 3000 | 3600 | 4800 | 6000 | 7200
Terminal Unit VAV | LF1-VAV-418 | Sheetmetal | VAV Terminal | Air Purification Co. | Titus | DESV | nan | 155 | CFM | 2.68 | 5000 | H-VAV-ELE--200 | VAV Box | Electric | All | 200 | CFM | 20 | 2023-03-01 | 4 | A2 | CONF - LF1-4-279 |  |  |  | All | nan | nan | nan | nan | nan |  |  |  | 200 | 400 | 600 | 800 | 1000 | 1200 | 1500 | 2000 | 2400 | 3000 | 3600 | 4800 | 6000 | 7200
Terminal Unit VAV | LF1-VAV-419 | Sheetmetal | VAV Terminal | Air Purification Co. | Titus | DESV | nan | 645 | CFM | 2.68 | 5000 | H-VAV-ELE--600 | VAV Box | Electric | All | 600 | CFM | 20 | 2023-03-01 | 4 | A1 | CONF - LF1-4-280 |  |  |  | All | nan | nan | nan | nan | nan |  |  |  | 200 | 400 | 600 | 800 | 1000 | 1200 | 1500 | 2000 | 2400 | 3000 | 3600 | 4800 | 6000 | 7200
Terminal Unit VAV | LF1-VAV-420 | Sheetmetal | VAV Terminal | Air Purification Co. | Titus | DESV | nan | 535 | CFM | 2.68 | 5000 | H-VAV-ELE--600 | VAV Box | Electric | All | 600 | CFM | 20 | 2023-03-01 | 4 | A1 | CONF - LF1-4-103 |  |  |  | All | nan | nan | nan | nan | nan |  |  |  | 200 | 400 | 600 | 800 | 1000 | 1200 | 1500 | 2000 | 2400 | 3000 | 3600 | 4800 | 6000 | 7200
Terminal Unit VAV | LF1-VAV-421 | Sheetmetal | VAV Terminal | Air Purification Co. | Titus | DESV | nan | 680 | CFM | 5.36 | 5000 | H-VAV-ELE--600 | VAV Box | Electric | All | 600 | CFM | 20 | 2023-03-01 | 4 | A2 | RTG LEADERSHIP MEETING ROOM- LF1-4-212 |  |  |  | All | nan | nan | nan | nan | nan |  |  |  | 200 | 400 | 600 | 800 | 1000 | 1200 | 1500 | 2000 | 2400 | 3000 | 3600 | 4800 | 6000 | 7200
Terminal Unit VAV | LF1-VAV-422 | Sheetmetal | VAV Terminal | Air Purification Co. | Titus | DESV | 08-0L-D50135-012 | 435 | CFM | 0 | 5000 | H-VAV-NO--400 | VAV Box | No Heat | All | 400 | CFM | 20 | 2023-03-01 | 4 | A2 | RTG LEADERSHIP MEETING ROOM- LF1-4-212 |  |  |  | All | nan | nan | nan | nan | nan |  |  |  | 200 | 400 | 600 | 800 | 1000 | 1200 | 1500 | 2000 | 2400 | 3000 | 3600 | 4800 | 6000 | 7200
Terminal Unit VAV | LF1-VAV-501 | Sheetmetal | VAV Terminal | Air Purification Co. | Titus | DESV | 14-0L-D50135-013 | 1320 | CFM | 0 | 5000 | H-VAV-NO--1500 | VAV Box | No Heat | All | 1500 | CFM | 20 | 2023-03-01 | 5 | A1 | OPEN OFFICE - LF1-5-120 |  |  |  | All | nan | nan | nan | nan | nan |  |  |  | 200 | 400 | 600 | 800 | 1000 | 1200 | 1500 | 2000 | 2400 | 3000 | 3600 | 4800 | 6000 | 7200
Terminal Unit VAV | LF1-VAV-502 | Sheetmetal | VAV Terminal | Air Purification Co. | Titus | DESV | 10-0L-D50135-014 | 600 | CFM | 0 | 5000 | H-VAV-NO--600 | VAV Box | No Heat | All | 600 | CFM | 20 | 2023-03-01 | 5 | A1 | OFFICE - LF1-5-123 |  |  |  | All | nan | nan | nan | nan | nan |  |  |  | 200 | 400 | 600 | 800 | 1000 | 1200 | 1500 | 2000 | 2400 | 3000 | 3600 | 4800 | 6000 | 7200
Terminal Unit VAV | LF1-VAV-503 | Sheetmetal | VAV Terminal | Air Purification Co. | Titus | DESV | 08-0R-D50135-015 | 405 | CFM | 0 | 5000 | H-VAV-NO--400 | VAV Box | No Heat | All | 400 | CFM | 20 | 2023-03-01 | 5 | A1 | OPEN OFFICE - LF1-5-160 |  |  |  | All | nan | nan | nan | nan | nan |  |  |  | 200 | 400 | 600 | 800 | 1000 | 1200 | 1500 | 2000 | 2400 | 3000 | 3600 | 4800 | 6000 | 7200
Terminal Unit VAV | LF1-VAV-504 | Sheetmetal | VAV Terminal | Air Purification Co. | Titus | DESV | 12-0L-D50135-016 | 1210 | CFM | 0 | 5000 | H-VAV-NO--1200 | VAV Box | No Heat | All | 1200 | CFM | 20 | 2023-03-01 | 5 | A1 | OPEN OFFICE - LF1-5-160 |  |  |  | All | nan | nan | nan | nan | nan |  |  |  | 200 | 400 | 600 | 800 | 1000 | 1200 | 1500 | 2000 | 2400 | 3000 | 3600 | 4800 | 6000 | 7200
Terminal Unit VAV | LF1-VAV-505 | Sheetmetal | VAV Terminal | Air Purification Co. | Titus | DESV | 10-0R-D50147-011 | 1015 | CFM | 4.02 | 5000 | H-VAV-ELE--1000 | VAV Box | Electric | All | 1000 | CFM | 20 | 2023-03-01 | 5 | A1 | CONF - LF1-5-172 |  |  |  | All | nan | nan | nan | nan | nan |  |  |  | 200 | 400 | 600 | 800 | 1000 | 1200 | 1500 | 2000 | 2400 | 3000 | 3600 | 4800 | 6000 | 7200
Terminal Unit VAV | LF1-VAV-506 | Sheetmetal | VAV Terminal | Air Purification Co. | Titus | DESV | 08-0L-D50147-012 | 370 | CFM | 2.68 | 5000 | H-VAV-ELE--400 | VAV Box | Electric | All | 400 | CFM | 20 | 2023-03-01 | 5 | A1 | OPEN OFFICE - LF1-5-157 |  |  |  | All | nan | nan | nan | nan | nan |  |  |  | 200 | 400 | 600 | 800 | 1000 | 1200 | 1500 | 2000 | 2400 | 3000 | 3600 | 4800 | 6000 | 7200
Terminal Unit VAV | LF1-VAV-507 | Sheetmetal | VAV Terminal | Air Purification Co. | Titus | DESV | 08-0R-D50135-017 | 505 | CFM | 0 | 5000 | H-VAV-NO--600 | VAV Box | No Heat | All | 600 | CFM | 20 | 2023-03-01 | 5 | A1 | OPEN OFFICE - LF1-5-157 |  |  |  | All | nan | nan | nan | nan | nan |  |  |  | 200 | 400 | 600 | 800 | 1000 | 1200 | 1500 | 2000 | 2400 | 3000 | 3600 | 4800 | 6000 | 7200
Terminal Unit VAV | LF1-VAV-508 | Sheetmetal | VAV Terminal | Air Purification Co. | Titus | DESV | 12-0R-D50135-018 | 980 | CFM | 0 | 5000 | H-VAV-NO--1000 | VAV Box | No Heat | All | 1000 | CFM | 20 | 2023-03-01 | 5 | A2 | OFFICE - LF1-5-223 |  |  |  | All | nan | nan | nan | nan | nan |  |  |  | 200 | 400 | 600 | 800 | 1000 | 1200 | 1500 | 2000 | 2400 | 3000 | 3600 | 4800 | 6000 | 7200
Terminal Unit VAV | LF1-VAV-509 | Sheetmetal | VAV Terminal | Air Purification Co. | Titus | DESV | 10-0L-D50135-019 | 770 | CFM | 0 | 5000 | H-VAV-NO--800 | VAV Box | No Heat | All | 800 | CFM | 20 | 2023-03-01 | 5 | A2 | OFFICE - LF1-5-224 |  |  |  | All | nan | nan | nan | nan | nan |  |  |  | 200 | 400 | 600 | 800 | 1000 | 1200 | 1500 | 2000 | 2400 | 3000 | 3600 | 4800 | 6000 | 7200
Terminal Unit VAV | LF1-VAV-510 | Sheetmetal | VAV Terminal | Air Purification Co. | Titus | DESV | 08-0R-D50147-013 | 270 | CFM | 2.68 | 5000 | H-VAV-ELE--200 | VAV Box | Electric | All | 200 | CFM | 20 | 2023-03-01 | 5 | A2 | CONF - LF1-5-228 |  |  |  | All | nan | nan | nan | nan | nan |  |  |  | 200 | 400 | 600 | 800 | 1000 | 1200 | 1500 | 2000 | 2400 | 3000 | 3600 | 4800 | 6000 | 7200
Terminal Unit VAV | LF1-VAV-511 | Sheetmetal | VAV Terminal | Air Purification Co. | Titus | DESV | 14-0L-D50135-020 | 1560 | CFM | 0 | 5000 | H-VAV-NO--1500 | VAV Box | No Heat | All | 1500 | CFM | 20 | 2023-03-01 | 5 | A2 | OPEN OFFICE - LF1-5-220 |  |  |  | All | nan | nan | nan | nan | nan |  |  |  | 200 | 400 | 600 | 800 | 1000 | 1200 | 1500 | 2000 | 2400 | 3000 | 3600 | 4800 | 6000 | 7200
Terminal Unit VAV | LF1-VAV-512 | Sheetmetal | VAV Terminal | Air Purification Co. | Titus | DESV | 08-0L-D50135-021 | 405 | CFM | 0 | 5000 | H-VAV-NO--400 | VAV Box | No Heat | All | 400 | CFM | 20 | 2023-03-01 | 5 | A2 | CONF - LF1-5-213 |  |  |  | All | nan | nan | nan | nan | nan |  |  |  | 200 | 400 | 600 | 800 | 1000 | 1200 | 1500 | 2000 | 2400 | 3000 | 3600 | 4800 | 6000 | 7200
Terminal Unit VAV | LF1-VAV-513 | Sheetmetal | VAV Terminal | Air Purification Co. | Titus | DESV | 08-0L-D50147-015 | 370 | CFM | 2.68 | 5000 | H-VAV-ELE--400 | VAV Box | Electric | All | 400 | CFM | 20 | 2023-03-01 | 5 | A2 | CONF - LF1-5-212 |  |  |  | All | nan | nan | nan | nan | nan |  |  |  | 200 | 400 | 600 | 800 | 1000 | 1200 | 1500 | 2000 | 2400 | 3000 | 3600 | 4800 | 6000 | 7200
Terminal Unit VAV | LF1-VAV-514 | Sheetmetal | VAV Terminal | Air Purification Co. | Titus | DESV | 08-0R-D50147-016 | 370 | CFM | 2.68 | 5000 | H-VAV-ELE--400 | VAV Box | Electric | All | 400 | CFM | 20 | 2023-03-01 | 5 | A2 | CONF - LF1-5-252 |  |  |  | All | nan | nan | nan | nan | nan |  |  |  | 200 | 400 | 600 | 800 | 1000 | 1200 | 1500 | 2000 | 2400 | 3000 | 3600 | 4800 | 6000 | 7200
Terminal Unit VAV | LF1-VAV-515 | Sheetmetal | VAV Terminal | Air Purification Co. | Titus | DESV | 08-0R-D50135-022 | 400 | CFM | 0 | 5000 | H-VAV-NO--400 | VAV Box | No Heat | All | 400 | CFM | 20 | 2023-03-01 | 5 | A2 | OPEN OFFICE - LF1-5-270 |  |  |  | All | nan | nan | nan | nan | nan |  |  |  | 200 | 400 | 600 | 800 | 1000 | 1200 | 1500 | 2000 | 2400 | 3000 | 3600 | 4800 | 6000 | 7200
Terminal Unit VAV | LF1-VAV-516 | Sheetmetal | VAV Terminal | Air Purification Co. | Titus | DESV | 10-0L-D50135-023 | 845 | CFM | 0 | 5000 | H-VAV-NO--800 | VAV Box | No Heat | All | 800 | CFM | 20 | 2023-03-01 | 5 | A2 | OFFICE - LF1-5-274 |  |  |  | All | nan | nan | nan | nan | nan |  |  |  | 200 | 400 | 600 | 800 | 1000 | 1200 | 1500 | 2000 | 2400 | 3000 | 3600 | 4800 | 6000 | 7200
Terminal Unit VAV | LF1-VAV-517 | Sheetmetal | VAV Terminal | Air Purification Co. | Titus | DESV | nan | 545 | CFM | 0 | 5000 | H-VAV-NO--600 | VAV Box | No Heat | All | 600 | CFM | 20 | 2023-03-01 | 5 | A2 | OFFICE - LF1-5-278 |  |  |  | All | nan | nan | nan | nan | nan |  |  |  | 200 | 400 | 600 | 800 | 1000 | 1200 | 1500 | 2000 | 2400 | 3000 | 3600 | 4800 | 6000 | 7200
Terminal Unit VAV | LF1-VAV-518 | Sheetmetal | VAV Terminal | Air Purification Co. | Titus | DESV | 08-0R-D50147-020 | 265 | CFM | 2.68 | 5000 | H-VAV-ELE--200 | VAV Box | Electric | All | 200 | CFM | 20 | 2023-03-01 | 5 | A2 | CONF - LF1-5-279 |  |  |  | All | nan | nan | nan | nan | nan |  |  |  | 200 | 400 | 600 | 800 | 1000 | 1200 | 1500 | 2000 | 2400 | 3000 | 3600 | 4800 | 6000 | 7200
Terminal Unit VAV | LF1-VAV-519 | Sheetmetal | VAV Terminal | Air Purification Co. | Titus | DESV | 10-0R-D50147-017 | 755 | CFM | 5.36 | 5000 | H-VAV-ELE--800 | VAV Box | Electric | All | 800 | CFM | 20 | 2023-03-01 | 5 | A1 | CONF - LF1-5-280 |  |  |  | All | nan | nan | nan | nan | nan |  |  |  | 200 | 400 | 600 | 800 | 1000 | 1200 | 1500 | 2000 | 2400 | 3000 | 3600 | 4800 | 6000 | 7200
Terminal Unit VAV | LF1-VAV-520 | Sheetmetal | VAV Terminal | Air Purification Co. | Titus | DESV | 10-0L-D50147-018 | 535 | CFM | 4.02 | 5000 | H-VAV-ELE--600 | VAV Box | Electric | All | 600 | CFM | 20 | 2023-03-01 | 5 | A1 | CONF - LF1-5-103 |  |  |  | All | nan | nan | nan | nan | nan |  |  |  | 200 | 400 | 600 | 800 | 1000 | 1200 | 1500 | 2000 | 2400 | 3000 | 3600 | 4800 | 6000 | 7200
Terminal Unit VAV | LF1-VAV-521 | Sheetmetal | VAV Terminal | Air Purification Co. | Titus | DESV | 10-0L-D50147-019 | 680 | CFM | 2.68 | 5000 | H-VAV-ELE--600 | VAV Box | Electric | All | 600 | CFM | 20 | 2023-03-01 | 5 | A2 | DOCUMENT CONTROL FILE ROOM - LF1-5-253 |  |  |  | All | nan | nan | nan | nan | nan |  |  |  | 200 | 400 | 600 | 800 | 1000 | 1200 | 1500 | 2000 | 2400 | 3000 | 3600 | 4800 | 6000 | 7200
Terminal Unit VAV | LF1-VAV-522 | Sheetmetal | VAV Terminal | Air Purification Co. | Titus | DESV | 08-0L-D50135-025 | 435 | CFM | 0 | 5000 | H-VAV-NO--400 | VAV Box | No Heat | All | 400 | CFM | 20 | 2023-03-01 | 5 | A2 | DOCUMENT CONTROL FILE ROOM - LF1-5-253 |  |  |  | All | nan | nan | nan | nan | nan |  |  |  | 200 | 400 | 600 | 800 | 1000 | 1200 | 1500 | 2000 | 2400 | 3000 | 3600 | 4800 | 6000 | 7200
Terminal Unit VAV | LF2-VAV-101 | Sheetmetal | VAV Terminal | Air Purification Co. | Titus | DESV | 08-0R-D46277-001 | 100 | CFM | 0 | 5000 | H-VAV-NO--200 | VAV Box | No Heat | All | 200 | CFM | 20 | 2023-03-01 | 1 | C2.4 | HALLWAY - LF2-1-200 |  |  |  | All | nan | nan | nan | nan | nan |  |  |  | 200 | 400 | 600 | 800 | 1000 | 1200 | 1500 | 2000 | 2400 | 3000 | 3600 | 4800 | 6000 | 7200
Terminal Unit VAV | LF2-VAV-102 | Sheetmetal | VAV Terminal | Air Purification Co. | Titus | DESV | 08-0R-D46277-002 | 400 | CFM | 0 | 5000 | H-VAV-NO--400 | VAV Box | No Heat | All | 400 | CFM | 20 | 2023-03-01 | 1 | D - SOUTH CONNECTOR | LOBBY - LF2-1-300 |  |  |  | All | nan | nan | nan | nan | nan |  |  |  | 200 | 400 | 600 | 800 | 1000 | 1200 | 1500 | 2000 | 2400 | 3000 | 3600 | 4800 | 6000 | 7200
Terminal Unit VAV | LF2-VAV-103 | Sheetmetal | VAV Terminal | Air Purification Co. | Titus | DESV | 10-0L-D46277-003 | 575 | CFM | 0 | 5000 | H-VAV-NO--600 | VAV Box | No Heat | All | 600 | CFM | 20 | 2023-03-01 | 1 | D - SOUTH CONNECTOR | STORAGE - LF2-1-336 |  |  |  | All | nan | nan | nan | nan | nan |  |  |  | 200 | 400 | 600 | 800 | 1000 | 1200 | 1500 | 2000 | 2400 | 3000 | 3600 | 4800 | 6000 | 7200
Terminal Unit VAV | LF2-VAV-104 | Sheetmetal | VAV Terminal | Air Purification Co. | Titus | DESV | 08-0L-D46277-004 | 300 | CFM | 0 | 5000 | H-VAV-NO--400 | VAV Box | No Heat | All | 400 | CFM | 20 | 2023-03-01 | 1 | D - SOUTH CONNECTOR | STORAGE - LF2-1-305 |  |  |  | All | nan | nan | nan | nan | nan |  |  |  | 200 | 400 | 600 | 800 | 1000 | 1200 | 1500 | 2000 | 2400 | 3000 | 3600 | 4800 | 6000 | 7200
Terminal Unit VAV | LF2-VAV-105 | Sheetmetal | VAV Terminal | Air Purification Co. | Titus | DESV | 08-0R-D46277-005 | 400 | CFM | 0 | 5000 | H-VAV-NO--400 | VAV Box | No Heat | All | 400 | CFM | 20 | 2023-03-01 | 1 | D - SOUTH CONNECTOR | STORAGE - LF2-1-305 |  |  |  | All | nan | nan | nan | nan | nan |  |  |  | 200 | 400 | 600 | 800 | 1000 | 1200 | 1500 | 2000 | 2400 | 3000 | 3600 | 4800 | 6000 | 7200
Terminal Unit VAV | LF2-VAV-106A | Sheetmetal | VAV Terminal | Air Purification Co. | Titus | DESV | 12-0R-D46277-006 | 1110 | CFM | 0 | 5000 | H-VAV-NO--1000 | VAV Box | No Heat | All | 1000 | CFM | 20 | 2023-03-01 | 1 | D - SOUTH CONNECTOR | LECTURE HALL - LF2-1-331 |  |  |  | All | nan | nan | nan | nan | nan |  |  |  | 200 | 400 | 600 | 800 | 1000 | 1200 | 1500 | 2000 | 2400 | 3000 | 3600 | 4800 | 6000 | 7200
Terminal Unit VAV | LF2-VAV-106B | Sheetmetal | VAV Terminal | Air Purification Co. | Titus | DESV | 12-0R-D46277-007 | 1110 | CFM | 0 | 5000 | H-VAV-NO--1000 | VAV Box | No Heat | All | 1000 | CFM | 20 | 2023-03-01 | 1 | D - SOUTH CONNECTOR | LECTURE HALL - LF2-1-331 |  |  |  | All | nan | nan | nan | nan | nan |  |  |  | 200 | 400 | 600 | 800 | 1000 | 1200 | 1500 | 2000 | 2400 | 3000 | 3600 | 4800 | 6000 | 7200
Terminal Unit VAV | LF2-VAV-107 | Sheetmetal | VAV Terminal | Air Purification Co. | Titus | DESV | 10-0L-D46245-001 | 750 | CFM | 5.36 | 5000 | H-VAV-ELE--800 | VAV Box | Electric | All | 800 | CFM | 20 | 2023-03-01 | 1 | D - SOUTH CONNECTOR | CONF - LF2-1-306 |  |  |  | All | nan | nan | nan | nan | nan |  |  |  | 200 | 400 | 600 | 800 | 1000 | 1200 | 1500 | 2000 | 2400 | 3000 | 3600 | 4800 | 6000 | 7200
Terminal Unit VAV | LF2-VAV-108 | Sheetmetal | VAV Terminal | Air Purification Co. | Titus | DESV | 08-0L-D46277-008 | 450 | CFM | 0 | 5000 | H-VAV-NO--400 | VAV Box | No Heat | All | 400 | CFM | 20 | 2023-03-01 | 1 | D - SOUTH CONNECTOR | CONF - LF2-1-306 |  |  |  | All | nan | nan | nan | nan | nan |  |  |  | 200 | 400 | 600 | 800 | 1000 | 1200 | 1500 | 2000 | 2400 | 3000 | 3600 | 4800 | 6000 | 7200
Terminal Unit VAV | LF2-VAV-109 | Sheetmetal | VAV Terminal | Air Purification Co. | Titus | DESV | nan | 600 | CFM | 0 | 5000 | H-VAV-NO--600 | VAV Box | No Heat | All | 600 | CFM | 20 | 2023-03-01 | 1 | nan | nan |  |  |  | All | nan | nan | nan | nan | nan |  |  |  | 200 | 400 | 600 | 800 | 1000 | 1200 | 1500 | 2000 | 2400 | 3000 | 3600 | 4800 | 6000 | 7200
Terminal Unit VAV | LF2-VAV-110 | Sheetmetal | VAV Terminal | Air Purification Co. | Titus | DESV | 10-0L-D46277-009 | 900 | CFM | 0 | 5000 | H-VAV-NO--1000 | VAV Box | No Heat | All | 1000 | CFM | 20 | 2023-03-01 | 1 | C2.2 | HALLWAY - LF2-1-200 |  |  |  | All | nan | nan | nan | nan | nan |  |  |  | 200 | 400 | 600 | 800 | 1000 | 1200 | 1500 | 2000 | 2400 | 3000 | 3600 | 4800 | 6000 | 7200
Terminal Unit VAV | LF2-VAV-111 | Sheetmetal | VAV Terminal | Air Purification Co. | Titus | DESV | 12-0L-D46277-010 | 1290 | CFM | 0 | 5000 | H-VAV-NO--1200 | VAV Box | No Heat | All | 1200 | CFM | 20 | 2023-03-01 | 1 | B - NORTH CONNECTOR | BIKE STORAGE - LF2-1-406 |  |  |  | All | nan | nan | nan | nan | nan |  |  |  | 200 | 400 | 600 | 800 | 1000 | 1200 | 1500 | 2000 | 2400 | 3000 | 3600 | 4800 | 6000 | 7200
Terminal Unit VAV | LF2-VAV-112 | Sheetmetal | VAV Terminal | Air Purification Co. | Titus | DESV | 08-0R-D46277-011 | 300 | CFM | 0 | 5000 | H-VAV-NO--400 | VAV Box | No Heat | All | 400 | CFM | 20 | 2023-03-01 | 1 | B - NORTH CONNECTOR | MEN'S LOCKER ROOM - LF2-1-402 |  |  |  | All | nan | nan | nan | nan | nan |  |  |  | 200 | 400 | 600 | 800 | 1000 | 1200 | 1500 | 2000 | 2400 | 3000 | 3600 | 4800 | 6000 | 7200
Terminal Unit VAV | LF2-VAV-113 | Sheetmetal | VAV Terminal | Air Purification Co. | Titus | DESV | 08-0L-D46277-012 | 300 | CFM | 0 | 5000 | H-VAV-NO--400 | VAV Box | No Heat | All | 400 | CFM | 20 | 2023-03-01 | 1 | B - NORTH CONNECTOR | WOMEN'S LOCKER ROOM - LF2-1-403 |  |  |  | All | nan | nan | nan | nan | nan |  |  |  | 200 | 400 | 600 | 800 | 1000 | 1200 | 1500 | 2000 | 2400 | 3000 | 3600 | 4800 | 6000 | 7200
Terminal Unit VAV | LF2-VAV-114 | Sheetmetal | VAV Terminal | Air Purification Co. | Titus | DESV | 12-0L-D46277-013 | 1150 | CFM | 0 | 5000 | H-VAV-NO--1200 | VAV Box | No Heat | All | 1200 | CFM | 20 | 2023-03-01 | 1 | B - NORTH CONNECTOR | STORAGE - LF2-1-405 |  |  |  | All | nan | nan | nan | nan | nan |  |  |  | 200 | 400 | 600 | 800 | 1000 | 1200 | 1500 | 2000 | 2400 | 3000 | 3600 | 4800 | 6000 | 7200
Terminal Unit VAV | LF2-VAV-115 | Sheetmetal | VAV Terminal | Air Purification Co. | Titus | DESV | 10-0R-D46246-015 | 540 | CFM | 0 | 5000 | H-VAV-NO--600 | VAV Box | No Heat | All | 600 | CFM | 20 | 2023-03-01 | 1 | nan | nan |  |  |  | All | nan | nan | nan | nan | nan |  |  |  | 200 | 400 | 600 | 800 | 1000 | 1200 | 1500 | 2000 | 2400 | 3000 | 3600 | 4800 | 6000 | 7200
Terminal Unit VAV | LF2-VAV-116 | Sheetmetal | VAV Terminal | Air Purification Co. | Titus | DESV | 08-0L-D46277-014 | 400 | CFM | 0 | 5000 | H-VAV-NO--400 | VAV Box | No Heat | All | 400 | CFM | 20 | 2023-03-01 | 1 | C2.3 | CHAMBER ROOM - LF2-1-207 |  |  |  | All | nan | nan | nan | nan | nan |  |  |  | 200 | 400 | 600 | 800 | 1000 | 1200 | 1500 | 2000 | 2400 | 3000 | 3600 | 4800 | 6000 | 7200
Terminal Unit VAV | LF2-VAV-201 | Sheetmetal | VAV Terminal | Air Purification Co. | Titus | DESV | nan | 700 | CFM | 0 | 5000 | H-VAV-NO--800 | VAV Box | No Heat | All | 800 | CFM | 20 | 2023-03-01 | 2 | D - SOUTH CONNECTOR | BREAKOUT - LF2-2-300 |  |  |  | All | nan | nan | nan | nan | nan |  |  |  | 200 | 400 | 600 | 800 | 1000 | 1200 | 1500 | 2000 | 2400 | 3000 | 3600 | 4800 | 6000 | 7200
Terminal Unit VAV | LF2-VAV-202 | Sheetmetal | VAV Terminal | Air Purification Co. | Titus | DESV | nan | 400 | CFM | 0 | 5000 | H-VAV-NO--400 | VAV Box | No Heat | All | 400 | CFM | 20 | 2023-03-01 | 2 | D - SOUTH CONNECTOR | BREAKOUT - LF2-2-300 |  |  |  | All | nan | nan | nan | nan | nan |  |  |  | 200 | 400 | 600 | 800 | 1000 | 1200 | 1500 | 2000 | 2400 | 3000 | 3600 | 4800 | 6000 | 7200
Terminal Unit VAV | LF2-VAV-203 | Sheetmetal | VAV Terminal | Air Purification Co. | Titus | DESV | nan | 450 | CFM | 0 | 5000 | H-VAV-NO--400 | VAV Box | No Heat | All | 400 | CFM | 20 | 2023-03-01 | 2 | D - SOUTH CONNECTOR | ELEC - LF2-2-300A |  |  |  | All | nan | nan | nan | nan | nan |  |  |  | 200 | 400 | 600 | 800 | 1000 | 1200 | 1500 | 2000 | 2400 | 3000 | 3600 | 4800 | 6000 | 7200
Terminal Unit VAV | LF2-VAV-204 | Sheetmetal | VAV Terminal | Air Purification Co. | Titus | DESV | 08-0R-D24402-004 | 340 | CFM | 0 | 5000 | H-VAV-NO--400 | VAV Box | No Heat | All | 400 | CFM | 20 | 2023-03-01 | 2 | D - SOUTH CONNECTOR | HALLWAY - LF2-2-330 |  |  |  | All | nan | nan | nan | nan | nan |  |  |  | 200 | 400 | 600 | 800 | 1000 | 1200 | 1500 | 2000 | 2400 | 3000 | 3600 | 4800 | 6000 | 7200
Terminal Unit VAV | LF2-VAV-205 | Sheetmetal | VAV Terminal | Air Purification Co. | Titus | DESV | nan | 500 | CFM | 0 | 5000 | H-VAV-NO--600 | VAV Box | No Heat | All | 600 | CFM | 20 | 2023-03-01 | 2 | D - SOUTH CONNECTOR | GALLEY - LF2-2-320 |  |  |  | All | nan | nan | nan | nan | nan |  |  |  | 200 | 400 | 600 | 800 | 1000 | 1200 | 1500 | 2000 | 2400 | 3000 | 3600 | 4800 | 6000 | 7200
Terminal Unit VAV | LF2-VAV-206 | Sheetmetal | VAV Terminal | Air Purification Co. | Titus | DESV | 08-0R-D24471-001 | 495 | CFM | 4.02 | 5000 | H-VAV-ELE--400 | VAV Box | Electric | All | 400 | CFM | 20 | 2023-03-01 | 2 | D - SOUTH CONNECTOR | CONF - LF2-2-321 |  |  |  | All | nan | nan | nan | nan | nan |  |  |  | 200 | 400 | 600 | 800 | 1000 | 1200 | 1500 | 2000 | 2400 | 3000 | 3600 | 4800 | 6000 | 7200
Terminal Unit VAV | LF2-VAV-207 | Sheetmetal | VAV Terminal | Air Purification Co. | Titus | DESV | 08-0R-D24402-006 | 210 | CFM | 0 | 5000 | H-VAV-NO--200 | VAV Box | No Heat | All | 200 | CFM | 20 | 2023-03-01 | 2 | D - SOUTH CONNECTOR | VISUALASE - L2-2-313 |  |  |  | All | nan | nan | nan | nan | nan |  |  |  | 200 | 400 | 600 | 800 | 1000 | 1200 | 1500 | 2000 | 2400 | 3000 | 3600 | 4800 | 6000 | 7200
Terminal Unit VAV | LF2-VAV-212 | Sheetmetal | VAV Terminal | Air Purification Co. | Titus | DESV | Not installed | 420 | CFM | 0 | 5000 | H-VAV-NO--400 | VAV Box | No Heat | All | 400 | CFM | 20 | 2023-03-01 | 2 | nan | nan |  |  |  | All | nan | nan | nan | nan | nan |  |  |  | 200 | 400 | 600 | 800 | 1000 | 1200 | 1500 | 2000 | 2400 | 3000 | 3600 | 4800 | 6000 | 7200
Terminal Unit VAV | LF2-VAV-215 | Sheetmetal | VAV Terminal | Air Purification Co. | Titus | DESV | Not installed | 400 | CFM | 0 | 5000 | H-VAV-NO--400 | VAV Box | No Heat | All | 400 | CFM | 20 | 2023-03-01 | 2 | nan | nan |  |  |  | All | nan | nan | nan | nan | nan |  |  |  | 200 | 400 | 600 | 800 | 1000 | 1200 | 1500 | 2000 | 2400 | 3000 | 3600 | 4800 | 6000 | 7200
Terminal Unit VAV | LF2-VAV-301 | Sheetmetal | VAV Terminal | Air Purification Co. | Titus | DESV | 10-0R-C98707-001 | 845 | CFM | 0 | 5000 | H-VAV-NO--800 | VAV Box | No Heat | All | 800 | CFM | 20 | 2023-03-01 | 3 | C1 | OFFICE - LF2-3-127 |  |  |  | All | nan | nan | nan | nan | nan |  |  |  | 200 | 400 | 600 | 800 | 1000 | 1200 | 1500 | 2000 | 2400 | 3000 | 3600 | 4800 | 6000 | 7200
Terminal Unit VAV | LF2-VAV-302 | Sheetmetal | VAV Terminal | Air Purification Co. | Titus | DESV | 08-0L-C98707-002 | 400 | CFM | 0 | 5000 | H-VAV-NO--400 | VAV Box | No Heat | All | 400 | CFM | 20 | 2023-03-01 | 3 | C1 | OPEN OFFICE - LF2-3-120 |  |  |  | All | nan | nan | nan | nan | nan |  |  |  | 200 | 400 | 600 | 800 | 1000 | 1200 | 1500 | 2000 | 2400 | 3000 | 3600 | 4800 | 6000 | 7200
Terminal Unit VAV | LF2-VAV-303 | Sheetmetal | VAV Terminal | Air Purification Co. | Titus | DESV | 12-0L-C98707-003 | 1000 | CFM | 0 | 5000 | H-VAV-NO--1000 | VAV Box | No Heat | All | 1000 | CFM | 20 | 2023-03-01 | 3 | C1 | TECH SERVICES LAB - LF2-3-110 |  |  |  | All | nan | nan | nan | nan | nan |  |  |  | 200 | 400 | 600 | 800 | 1000 | 1200 | 1500 | 2000 | 2400 | 3000 | 3600 | 4800 | 6000 | 7200
Terminal Unit VAV | LF2-VAV-304 | Sheetmetal | VAV Terminal | Air Purification Co. | Titus | DESV | 12-0R-C98707-004 | 1000 | CFM | 0 | 5000 | H-VAV-NO--1000 | VAV Box | No Heat | All | 1000 | CFM | 20 | 2023-03-01 | 3 | C1 | TECH SERVICES LAB - LF2-3-110 |  |  |  | All | nan | nan | nan | nan | nan |  |  |  | 200 | 400 | 600 | 800 | 1000 | 1200 | 1500 | 2000 | 2400 | 3000 | 3600 | 4800 | 6000 | 7200
Terminal Unit VAV | LF2-VAV-305 | Sheetmetal | VAV Terminal | Air Purification Co. | Titus | DESV | 08-0R-C98707-005 | 420 | CFM | 0 | 5000 | H-VAV-NO--400 | VAV Box | No Heat | All | 400 | CFM | 20 | 2023-03-01 | 3 | C1 | OPEN OFFICE - LF2-3-040 |  |  |  | All | nan | nan | nan | nan | nan |  |  |  | 200 | 400 | 600 | 800 | 1000 | 1200 | 1500 | 2000 | 2400 | 3000 | 3600 | 4800 | 6000 | 7200
Terminal Unit VAV | LF2-VAV-306 | Sheetmetal | VAV Terminal | Air Purification Co. | Titus | DESV | 10-0R-C98707-006 | 910 | CFM | 0 | 5000 | H-VAV-NO--1000 | VAV Box | No Heat | All | 1000 | CFM | 20 | 2023-03-01 | 3 | C1 | OPEN OFFICE - LF2-3-170 |  |  |  | All | nan | nan | nan | nan | nan |  |  |  | 200 | 400 | 600 | 800 | 1000 | 1200 | 1500 | 2000 | 2400 | 3000 | 3600 | 4800 | 6000 | 7200
Terminal Unit VAV | LF2-VAV-307 | Sheetmetal | VAV Terminal | Air Purification Co. | Titus | DESV | 08-0R-C98706-001 | 270 | CFM | 1.34 | 5000 | H-VAV-ELE--200 | VAV Box | Electric | All | 200 | CFM | 20 | 2023-03-01 | 3 | C1 | OFFICE - LF2-3-172 |  |  |  | All | nan | nan | nan | nan | nan |  |  |  | 200 | 400 | 600 | 800 | 1000 | 1200 | 1500 | 2000 | 2400 | 3000 | 3600 | 4800 | 6000 | 7200
Terminal Unit VAV | LF2-VAV-308 | Sheetmetal | VAV Terminal | Air Purification Co. | Titus | DESV | 10-0R-C98707-007 | 845 | CFM | 0 | 5000 | H-VAV-NO--800 | VAV Box | No Heat | All | 800 | CFM | 20 | 2023-03-01 | 3 | C1 | OFFICE - LF2-3-176 |  |  |  | All | nan | nan | nan | nan | nan |  |  |  | 200 | 400 | 600 | 800 | 1000 | 1200 | 1500 | 2000 | 2400 | 3000 | 3600 | 4800 | 6000 | 7200
Terminal Unit VAV | LF2-VAV-309 | Sheetmetal | VAV Terminal | Air Purification Co. | Titus | DESV | 12-0L-C98707-008 | 835 | CFM | 0 | 5000 | H-VAV-NO--800 | VAV Box | No Heat | All | 800 | CFM | 20 | 2023-03-01 | 3 | C1 | OFFICE - LF2-3-177 |  |  |  | All | nan | nan | nan | nan | nan |  |  |  | 200 | 400 | 600 | 800 | 1000 | 1200 | 1500 | 2000 | 2400 | 3000 | 3600 | 4800 | 6000 | 7200
Terminal Unit VAV | LF2-VAV-310 | Sheetmetal | VAV Terminal | Air Purification Co. | Titus | DESV | 08-0L-C98707-009 | 210 | CFM | 0 | 5000 | H-VAV-NO--200 | VAV Box | No Heat | All | 200 | CFM | 20 | 2023-03-01 | 3 | C2 | OPEN OFFICE - LF2-3-180 |  |  |  | All | nan | nan | nan | nan | nan |  |  |  | 200 | 400 | 600 | 800 | 1000 | 1200 | 1500 | 2000 | 2400 | 3000 | 3600 | 4800 | 6000 | 7200
Terminal Unit VAV | LF2-VAV-311 | Sheetmetal | VAV Terminal | Air Purification Co. | Titus | DESV | 12-0R-C98706-002 | 1010 | CFM | 4.02 | 5000 | H-VAV-ELE--1000 | VAV Box | Electric | All | 1000 | CFM | 20 | 2023-03-01 | 3 | C2 | OPEN OFFICE - LF2-3-180 |  |  |  | All | nan | nan | nan | nan | nan |  |  |  | 200 | 400 | 600 | 800 | 1000 | 1200 | 1500 | 2000 | 2400 | 3000 | 3600 | 4800 | 6000 | 7200
Terminal Unit VAV | LF2-VAV-312 | Sheetmetal | VAV Terminal | Air Purification Co. | Titus | DESV | 08-0R-C98706-003 | 370 | CFM | 2.68 | 5000 | H-VAV-ELE--400 | VAV Box | Electric | All | 400 | CFM | 20 | 2023-03-01 | 3 | C2 | CONF - LF2-3-221 |  |  |  | All | nan | nan | nan | nan | nan |  |  |  | 200 | 400 | 600 | 800 | 1000 | 1200 | 1500 | 2000 | 2400 | 3000 | 3600 | 4800 | 6000 | 7200
Terminal Unit VAV | LF2-VAV-313 | Sheetmetal | VAV Terminal | Air Purification Co. | Titus | DESV | 10-0L-C98707-010 | 560 | CFM | 0 | 5000 | H-VAV-NO--600 | VAV Box | No Heat | All | 600 | CFM | 20 | 2023-03-01 | 3 | C2 | TEST ENG STORAGE - LF2-3-231 |  |  |  | All | nan | nan | nan | nan | nan |  |  |  | 200 | 400 | 600 | 800 | 1000 | 1200 | 1500 | 2000 | 2400 | 3000 | 3600 | 4800 | 6000 | 7200
Terminal Unit VAV | LF2-VAV-314 | Sheetmetal | VAV Terminal | Air Purification Co. | Titus | DESV | 10-0L-C98707-011 | 880 | CFM | 0 | 5000 | H-VAV-NO--800 | VAV Box | No Heat | All | 800 | CFM | 20 | 2023-03-01 | 3 | C2 | LEADERSHIP CONF ROOM - LF2-3-251 |  |  |  | All | nan | nan | nan | nan | nan |  |  |  | 200 | 400 | 600 | 800 | 1000 | 1200 | 1500 | 2000 | 2400 | 3000 | 3600 | 4800 | 6000 | 7200
Terminal Unit VAV | LF2-VAV-315 | Sheetmetal | VAV Terminal | Air Purification Co. | Titus | DESV | 10-0L-C98707-012 | 810 | CFM | 0 | 5000 | H-VAV-NO--800 | VAV Box | No Heat | All | 800 | CFM | 20 | 2023-03-01 | 3 | C2 | OFFICE - LF2-3-264 |  |  |  | All | nan | nan | nan | nan | nan |  |  |  | 200 | 400 | 600 | 800 | 1000 | 1200 | 1500 | 2000 | 2400 | 3000 | 3600 | 4800 | 6000 | 7200
Terminal Unit VAV | LF2-VAV-316 | Sheetmetal | VAV Terminal | Air Purification Co. | Titus | DESV | 10-0R-C98706-004 | 535 | CFM | 4.02 | 5000 | H-VAV-ELE--600 | VAV Box | Electric | All | 600 | CFM | 20 | 2023-03-01 | 3 | C2 | PANTRY - LF2-3-270 |  |  |  | All | nan | nan | nan | nan | nan |  |  |  | 200 | 400 | 600 | 800 | 1000 | 1200 | 1500 | 2000 | 2400 | 3000 | 3600 | 4800 | 6000 | 7200
Terminal Unit VAV | LF2-VAV-317 | Sheetmetal | VAV Terminal | Air Purification Co. | Titus | DESV | 10-0L-C98706-005 | 755 | CFM | 1.34 | 5000 | H-VAV-ELE--800 | VAV Box | Electric | All | 800 | CFM | 20 | 2023-03-01 | 3 | C2 | TECH SERVICES LAB - LF2-3-121 |  |  |  | All | nan | nan | nan | nan | nan |  |  |  | 200 | 400 | 600 | 800 | 1000 | 1200 | 1500 | 2000 | 2400 | 3000 | 3600 | 4800 | 6000 | 7200
Terminal Unit VAV | LF2-VAV-318 | Sheetmetal | VAV Terminal | Air Purification Co. | Titus | DESV | 10-0L-C98706-006 | 265 | CFM | 1.34 | 5000 | H-VAV-ELE--200 | VAV Box | Electric | All | 200 | CFM | 20 | 2023-03-01 | 3 | C1 | OFFICE - LF2-3-123 |  |  |  | All | nan | nan | nan | nan | nan |  |  |  | 200 | 400 | 600 | 800 | 1000 | 1200 | 1500 | 2000 | 2400 | 3000 | 3600 | 4800 | 6000 | 7200
Terminal Unit VAV | LF2-VAV-319 | Sheetmetal | VAV Terminal | Air Purification Co. | Titus | DESV | 08-0R-C98707-013 | 545 | CFM | 0 | 5000 | H-VAV-NO--600 | VAV Box | No Heat | All | 600 | CFM | 20 | 2023-03-01 | 3 | C1 | OFFICE - LF2-3-123 |  |  |  | All | nan | nan | nan | nan | nan |  |  |  | 200 | 400 | 600 | 800 | 1000 | 1200 | 1500 | 2000 | 2400 | 3000 | 3600 | 4800 | 6000 | 7200
Terminal Unit VAV | LF2-VAV-320 | Sheetmetal | VAV Terminal | Air Purification Co. | Titus | DESV | 12-0R-C98706-007 | 1200 | CFM | 8.04 | 5000 | H-VAV-ELE--1200 | VAV Box | Electric | All | 1200 | CFM | 20 | 2023-03-01 | 3 | C2 | HALLWAY - LF2-3-200 |  |  |  | All | nan | nan | nan | nan | nan |  |  |  | 200 | 400 | 600 | 800 | 1000 | 1200 | 1500 | 2000 | 2400 | 3000 | 3600 | 4800 | 6000 | 7200
Terminal Unit VAV | LF2-VAV-321 | Sheetmetal | VAV Terminal | Air Purification Co. | Titus | DESV | 08-0R-C98707-014 | 555 | CFM | 0 | 5000 | H-VAV-NO--600 | VAV Box | No Heat | All | 600 | CFM | 20 | 2023-03-01 | 3 | D - SOUTH CONNECTOR | STORAGE - LF2-3-333 |  |  |  | All | nan | nan | nan | nan | nan |  |  |  | 200 | 400 | 600 | 800 | 1000 | 1200 | 1500 | 2000 | 2400 | 3000 | 3600 | 4800 | 6000 | 7200
Terminal Unit VAV | LF2-VAV-322 | Sheetmetal | VAV Terminal | Air Purification Co. | Titus | DESV | 08-0L-C98707-015 | 300 | CFM | 0 | 5000 | H-VAV-NO--400 | VAV Box | No Heat | All | 400 | CFM | 20 | 2023-03-01 | 3 | D - SOUTH CONNECTOR | STORAGE - LF2-3-333 |  |  |  | All | nan | nan | nan | nan | nan |  |  |  | 200 | 400 | 600 | 800 | 1000 | 1200 | 1500 | 2000 | 2400 | 3000 | 3600 | 4800 | 6000 | 7200
Terminal Unit VAV | LF2-VAV-323 | Sheetmetal | VAV Terminal | Air Purification Co. | Titus | DESV | 12-0R-C98707-016 | 1000 | CFM | 0 | 5000 | H-VAV-NO--1000 | VAV Box | No Heat | All | 1000 | CFM | 20 | 2023-03-01 | 3 | D - SOUTH CONNECTOR | BREAKOUT - LF2-3-300 |  |  |  | All | nan | nan | nan | nan | nan |  |  |  | 200 | 400 | 600 | 800 | 1000 | 1200 | 1500 | 2000 | 2400 | 3000 | 3600 | 4800 | 6000 | 7200
Terminal Unit VAV | LF2-VAV-324 | Sheetmetal | VAV Terminal | Air Purification Co. | Titus | DESV | 10-0L-C98707-017 | 600 | CFM | 0 | 5000 | H-VAV-NO--600 | VAV Box | No Heat | All | 600 | CFM | 20 | 2023-03-01 | 3 | D - SOUTH CONNECTOR | R&D ROBOTICS LAB - LF2-3-308 |  |  |  | All | nan | nan | nan | nan | nan |  |  |  | 200 | 400 | 600 | 800 | 1000 | 1200 | 1500 | 2000 | 2400 | 3000 | 3600 | 4800 | 6000 | 7200
Terminal Unit VAV | LF2-VAV-325 | Sheetmetal | VAV Terminal | Air Purification Co. | Titus | DESV | 10-0L-C98707-018 | 600 | CFM | 0 | 5000 | H-VAV-NO--600 | VAV Box | No Heat | All | 600 | CFM | 20 | 2023-03-01 | 3 | D - SOUTH CONNECTOR | MITG MOCK OR - LF2-3-307 |  |  |  | All | nan | nan | nan | nan | nan |  |  |  | 200 | 400 | 600 | 800 | 1000 | 1200 | 1500 | 2000 | 2400 | 3000 | 3600 | 4800 | 6000 | 7200
Terminal Unit VAV | LF2-VAV-326 | Sheetmetal | VAV Terminal | Air Purification Co. | Titus | DESV | 10-0R-C98707-019 | 600 | CFM | 0 | 5000 | H-VAV-NO--600 | VAV Box | No Heat | All | 600 | CFM | 20 | 2023-03-01 | 3 | C2 | CATER - LF2-3-314 |  |  |  | All | nan | nan | nan | nan | nan |  |  |  | 200 | 400 | 600 | 800 | 1000 | 1200 | 1500 | 2000 | 2400 | 3000 | 3600 | 4800 | 6000 | 7200
Terminal Unit VAV | LF2-VAV-327 | Sheetmetal | VAV Terminal | Air Purification Co. | Titus | DESV | 08-0R-C98707-020 | 300 | CFM | 0 | 5000 | H-VAV-NO--400 | VAV Box | No Heat | All | 400 | CFM | 20 | 2023-03-01 | 3 | C2 | CATER - LF2-3-314 |  |  |  | All | nan | nan | nan | nan | nan |  |  |  | 200 | 400 | 600 | 800 | 1000 | 1200 | 1500 | 2000 | 2400 | 3000 | 3600 | 4800 | 6000 | 7200
Terminal Unit VAV | LF2-VAV-328 | Sheetmetal | VAV Terminal | Air Purification Co. | Titus | DESV | nan | 300 | CFM | 0 | 5000 | H-VAV-NO--400 | VAV Box | No Heat | All | 400 | CFM | 20 | 2023-03-01 | 3 | C2 | CONF - LF2-3-263 |  |  |  | All | nan | nan | nan | nan | nan |  |  |  | 200 | 400 | 600 | 800 | 1000 | 1200 | 1500 | 2000 | 2400 | 3000 | 3600 | 4800 | 6000 | 7200
Terminal Unit VAV | LF2-VAV-401 | Sheetmetal | VAV Terminal | Air Purification Co. | Titus | DESV | 10-0R-C92139-001 | 845 | CFM | 0 | 5000 | H-VAV-NO--800 | VAV Box | No Heat | All | 800 | CFM | 20 | 2023-03-01 | 4 | C1 | OFFICE - LF2-4-127 |  |  |  | All | nan | nan | nan | nan | nan |  |  |  | 200 | 400 | 600 | 800 | 1000 | 1200 | 1500 | 2000 | 2400 | 3000 | 3600 | 4800 | 6000 | 7200
Terminal Unit VAV | LF2-VAV-402 | Sheetmetal | VAV Terminal | Air Purification Co. | Titus | DESV | 08-0L-C92139-014 | 400 | CFM | 0 | 5000 | H-VAV-NO--400 | VAV Box | No Heat | All | 400 | CFM | 20 | 2023-03-01 | 4 | C1 | OPEN OFFICE - LF2-4-120 |  |  |  | All | nan | nan | nan | nan | nan |  |  |  | 200 | 400 | 600 | 800 | 1000 | 1200 | 1500 | 2000 | 2400 | 3000 | 3600 | 4800 | 6000 | 7200
Terminal Unit VAV | LF2-VAV-403 | Sheetmetal | VAV Terminal | Air Purification Co. | Titus | DESV | 08-0L-C92139-013 | 300 | CFM | 0 | 5000 | H-VAV-NO--400 | VAV Box | No Heat | All | 400 | CFM | 20 | 2023-03-01 | 4 | C1 | CONF - LF2-4-112 |  |  |  | All | nan | nan | nan | nan | nan |  |  |  | 200 | 400 | 600 | 800 | 1000 | 1200 | 1500 | 2000 | 2400 | 3000 | 3600 | 4800 | 6000 | 7200
Terminal Unit VAV | LF2-VAV-404 | Sheetmetal | VAV Terminal | Air Purification Co. | Titus | DESV | 10-0L-C92128-001 | 680 | CFM | 5.36 | 5000 | H-VAV-ELE--600 | VAV Box | Electric | All | 600 | CFM | 20 | 2023-03-01 | 4 | C1 | LEADERSHIP MTG ROOM - LF2-4-111 |  |  |  | All | nan | nan | nan | nan | nan |  |  |  | 200 | 400 | 600 | 800 | 1000 | 1200 | 1500 | 2000 | 2400 | 3000 | 3600 | 4800 | 6000 | 7200
Terminal Unit VAV | LF2-VAV-405 | Sheetmetal | VAV Terminal | Air Purification Co. | Titus | DESV | 08-0L-C92128-001 | 300 | CFM | 2.68 | 5000 | H-VAV-ELE--400 | VAV Box | Electric | All | 400 | CFM | 20 | 2023-03-01 | 4 | C1 | CONF - LF2-4-113 |  |  |  | All | nan | nan | nan | nan | nan |  |  |  | 200 | 400 | 600 | 800 | 1000 | 1200 | 1500 | 2000 | 2400 | 3000 | 3600 | 4800 | 6000 | 7200
Terminal Unit VAV | LF2-VAV-406 | Sheetmetal | VAV Terminal | Air Purification Co. | Titus | DESV | 08-0R-C92139-012 | 420 | CFM | 0 | 5000 | H-VAV-NO--400 | VAV Box | No Heat | All | 400 | CFM | 20 | 2023-03-01 | 4 | C1 | OPEN OFFICE - LF2-4-040 |  |  |  | All | nan | nan | nan | nan | nan |  |  |  | 200 | 400 | 600 | 800 | 1000 | 1200 | 1500 | 2000 | 2400 | 3000 | 3600 | 4800 | 6000 | 7200
Terminal Unit VAV | LF2-VAV-407 | Sheetmetal | VAV Terminal | Air Purification Co. | Titus | DESV | 08-0R-C92139-011 | 370 | CFM | 0 | 5000 | H-VAV-NO--400 | VAV Box | No Heat | All | 400 | CFM | 20 | 2023-03-01 | 4 | C1 | LEADERSHIP MTG ROOM - LF2-4-111 |  |  |  | All | nan | nan | nan | nan | nan |  |  |  | 200 | 400 | 600 | 800 | 1000 | 1200 | 1500 | 2000 | 2400 | 3000 | 3600 | 4800 | 6000 | 7200
Terminal Unit VAV | LF2-VAV-408 | Sheetmetal | VAV Terminal | Air Purification Co. | Titus | DESV | 12-0R-C92139-010 | 1300 | CFM | 0 | 5000 | H-VAV-NO--1200 | VAV Box | No Heat | All | 1200 | CFM | 20 | 2023-03-01 | 4 | C1 | OPEN OFFICE - LF2-4-170 |  |  |  | All | nan | nan | nan | nan | nan |  |  |  | 200 | 400 | 600 | 800 | 1000 | 1200 | 1500 | 2000 | 2400 | 3000 | 3600 | 4800 | 6000 | 7200
Terminal Unit VAV | LF2-VAV-409 | Sheetmetal | VAV Terminal | Air Purification Co. | Titus | DESV | 08-0R-C92128-004 | 270 | CFM | 2.68 | 5000 | H-VAV-ELE--200 | VAV Box | Electric | All | 200 | CFM | 20 | 2023-03-01 | 4 | C1 | OFFICE - LF2-4-173 |  |  |  | All | nan | nan | nan | nan | nan |  |  |  | 200 | 400 | 600 | 800 | 1000 | 1200 | 1500 | 2000 | 2400 | 3000 | 3600 | 4800 | 6000 | 7200
Terminal Unit VAV | LF2-VAV-410 | Sheetmetal | VAV Terminal | Air Purification Co. | Titus | DESV | 10-0L-C92139-009 | 845 | CFM | 0 | 5000 | H-VAV-NO--800 | VAV Box | No Heat | All | 800 | CFM | 20 | 2023-03-01 | 4 | C1 | OFFICE - LF2-4-176 |  |  |  | All | nan | nan | nan | nan | nan |  |  |  | 200 | 400 | 600 | 800 | 1000 | 1200 | 1500 | 2000 | 2400 | 3000 | 3600 | 4800 | 6000 | 7200
Terminal Unit VAV | LF2-VAV-411 | Sheetmetal | VAV Terminal | Air Purification Co. | Titus | DESV | 12-0R-C92139-008 | 835 | CFM | 0 | 5000 | H-VAV-NO--800 | VAV Box | No Heat | All | 800 | CFM | 20 | 2023-03-01 | 4 | C1 | OFFICE - LF2-4-177 |  |  |  | All | nan | nan | nan | nan | nan |  |  |  | 200 | 400 | 600 | 800 | 1000 | 1200 | 1500 | 2000 | 2400 | 3000 | 3600 | 4800 | 6000 | 7200
Terminal Unit VAV | LF2-VAV-412 | Sheetmetal | VAV Terminal | Air Purification Co. | Titus | DESV | 08-0L-C92139-007 | 380 | CFM | 0 | 5000 | H-VAV-NO--400 | VAV Box | No Heat | All | 400 | CFM | 20 | 2023-03-01 | 4 | C2 | OPEN OFFICE - LF2-4-180 |  |  |  | All | nan | nan | nan | nan | nan |  |  |  | 200 | 400 | 600 | 800 | 1000 | 1200 | 1500 | 2000 | 2400 | 3000 | 3600 | 4800 | 6000 | 7200
Terminal Unit VAV | LF2-VAV-413 | Sheetmetal | VAV Terminal | Air Purification Co. | Titus | DESV | 12-0L-C92128-005 | 1010 | CFM | 6.7 | 5000 | H-VAV-ELE--1000 | VAV Box | Electric | All | 1000 | CFM | 20 | 2023-03-01 | 4 | C2 | OPEN OFFICE - LF2-4-180 |  |  |  | All | nan | nan | nan | nan | nan |  |  |  | 200 | 400 | 600 | 800 | 1000 | 1200 | 1500 | 2000 | 2400 | 3000 | 3600 | 4800 | 6000 | 7200
Terminal Unit VAV | LF2-VAV-414 | Sheetmetal | VAV Terminal | Air Purification Co. | Titus | DESV | 04-14-C92120-002 | 2000 | CFM | 1.34 | 5000 | H-VAV-ELE--2000 | VAV Box | Electric | All | 2000 | CFM | 20 | 2023-03-01 | 4 | C2 | CONF - LF2-4-414 |  |  |  | All | nan | nan | nan | nan | nan |  |  |  | 200 | 400 | 600 | 800 | 1000 | 1200 | 1500 | 2000 | 2400 | 3000 | 3600 | 4800 | 6000 | 7200
Terminal Unit VAV | LF2-VAV-415 | Sheetmetal | VAV Terminal | Air Purification Co. | Titus | DESV | 10-0L-C92139-006 | 820 | CFM | 0 | 5000 | H-VAV-NO--800 | VAV Box | No Heat | All | 800 | CFM | 20 | 2023-03-01 | 4 | C2 | OPEN OFFICE - LF2-4-230 |  |  |  | All | nan | nan | nan | nan | nan |  |  |  | 200 | 400 | 600 | 800 | 1000 | 1200 | 1500 | 2000 | 2400 | 3000 | 3600 | 4800 | 6000 | 7200
Terminal Unit VAV | LF2-VAV-416 | Sheetmetal | VAV Terminal | Air Purification Co. | Titus | DESV | 10-0L-C92139-005 | 600 | CFM | 0 | 5000 | H-VAV-NO--600 | VAV Box | No Heat | All | 600 | CFM | 20 | 2023-03-01 | 4 | C2 | OFFICE - LF2-4-251 |  |  |  | All | nan | nan | nan | nan | nan |  |  |  | 200 | 400 | 600 | 800 | 1000 | 1200 | 1500 | 2000 | 2400 | 3000 | 3600 | 4800 | 6000 | 7200
Terminal Unit VAV | LF2-VAV-417 | Sheetmetal | VAV Terminal | Air Purification Co. | Titus | DESV | 12-0R-C92139-004 | 945 | CFM | 0 | 5000 | H-VAV-NO--1000 | VAV Box | No Heat | All | 1000 | CFM | 20 | 2023-03-01 | 4 | C2 | OPEN OFFICE - LF2-4-260 |  |  |  | All | nan | nan | nan | nan | nan |  |  |  | 200 | 400 | 600 | 800 | 1000 | 1200 | 1500 | 2000 | 2400 | 3000 | 3600 | 4800 | 6000 | 7200
Terminal Unit VAV | LF2-VAV-418 | Sheetmetal | VAV Terminal | Air Purification Co. | Titus | DESV | 10-0R-C92128-007 | 535 | CFM | 1.34 | 5000 | H-VAV-ELE--600 | VAV Box | Electric | All | 600 | CFM | 20 | 2023-03-01 | 4 | C2 | OPEN OFFICE - LF2-4-256 |  |  |  | All | nan | nan | nan | nan | nan |  |  |  | 200 | 400 | 600 | 800 | 1000 | 1200 | 1500 | 2000 | 2400 | 3000 | 3600 | 4800 | 6000 | 7200
Terminal Unit VAV | LF2-VAV-419 | Sheetmetal | VAV Terminal | Air Purification Co. | Titus | DESV | 10-0L-C92128-008 | 755 | CFM | 1.34 | 5000 | H-VAV-ELE--800 | VAV Box | Electric | All | 800 | CFM | 20 | 2023-03-01 | 4 | C2 | OFFICE - LF2-4-121 |  |  |  | All | nan | nan | nan | nan | nan |  |  |  | 200 | 400 | 600 | 800 | 1000 | 1200 | 1500 | 2000 | 2400 | 3000 | 3600 | 4800 | 6000 | 7200
Terminal Unit VAV | LF2-VAV-420 | Sheetmetal | VAV Terminal | Air Purification Co. | Titus | DESV | 08-0L-C92128-002 | 265 | CFM | 1.34 | 5000 | H-VAV-ELE--200 | VAV Box | Electric | All | 200 | CFM | 20 | 2023-03-01 | 4 | C1 | OFFICE - LF2-4-123 |  |  |  | All | nan | nan | nan | nan | nan |  |  |  | 200 | 400 | 600 | 800 | 1000 | 1200 | 1500 | 2000 | 2400 | 3000 | 3600 | 4800 | 6000 | 7200
Terminal Unit VAV | LF2-VAV-421 | Sheetmetal | VAV Terminal | Air Purification Co. | Titus | DESV | 08-0L-C92139-003 | 420 | CFM | 0 | 5000 | H-VAV-NO--400 | VAV Box | No Heat | All | 400 | CFM | 20 | 2023-03-01 | 4 | C1 | OFFICE - LF2-4-123 |  |  |  | All | nan | nan | nan | nan | nan |  |  |  | 200 | 400 | 600 | 800 | 1000 | 1200 | 1500 | 2000 | 2400 | 3000 | 3600 | 4800 | 6000 | 7200
Terminal Unit VAV | LF2-VAV-422 | Sheetmetal | VAV Terminal | Air Purification Co. | Titus | DESV | 08-0R-C92139-002 | 480 | CFM | 0 | 5000 | H-VAV-NO--400 | VAV Box | No Heat | All | 400 | CFM | 20 | 2023-03-01 | 4 | C2 | FOCUS - LF2-4-014 |  |  |  | All | nan | nan | nan | nan | nan |  |  |  | 200 | 400 | 600 | 800 | 1000 | 1200 | 1500 | 2000 | 2400 | 3000 | 3600 | 4800 | 6000 | 7200
Terminal Unit VAV | LF2-VAV-501 | Sheetmetal | VAV Terminal | Air Purification Co. | Titus | DESV | 10-0R-D09683-001 | 845 | CFM | 0 | 5000 | H-VAV-NO--800 | VAV Box | No Heat | All | 800 | CFM | 20 | 2023-03-01 | 5 | C1 | OFFICE - LF2-5-127 |  |  |  | All | nan | nan | nan | nan | nan |  |  |  | 200 | 400 | 600 | 800 | 1000 | 1200 | 1500 | 2000 | 2400 | 3000 | 3600 | 4800 | 6000 | 7200
Terminal Unit VAV | LF2-VAV-502 | Sheetmetal | VAV Terminal | Air Purification Co. | Titus | DESV | 08-0L-D09683-002 | 400 | CFM | 0 | 5000 | H-VAV-NO--400 | VAV Box | No Heat | All | 400 | CFM | 20 | 2023-03-01 | 5 | C1 | OPEN OFFICE - C-5120 |  |  |  | All | nan | nan | nan | nan | nan |  |  |  | 200 | 400 | 600 | 800 | 1000 | 1200 | 1500 | 2000 | 2400 | 3000 | 3600 | 4800 | 6000 | 7200
Terminal Unit VAV | LF2-VAV-503 | Sheetmetal | VAV Terminal | Air Purification Co. | Titus | DESV | 10-0L-D09683-002 | 740 | CFM | 0 | 5000 | H-VAV-NO--800 | VAV Box | No Heat | All | 800 | CFM | 20 | 2023-03-01 | 5 | C1 | CONF - LF2-5-113 |  |  |  | All | nan | nan | nan | nan | nan |  |  |  | 200 | 400 | 600 | 800 | 1000 | 1200 | 1500 | 2000 | 2400 | 3000 | 3600 | 4800 | 6000 | 7200
Terminal Unit VAV | LF2-VAV-504 | Sheetmetal | VAV Terminal | Air Purification Co. | Titus | DESV | nan | 1050 | CFM | 0 | 5000 | H-VAV-NO--1000 | VAV Box | No Heat | All | 1000 | CFM | 20 | 2023-03-01 | 5 | C1 | CONF - LF2-5-113 |  |  |  | All | nan | nan | nan | nan | nan |  |  |  | 200 | 400 | 600 | 800 | 1000 | 1200 | 1500 | 2000 | 2400 | 3000 | 3600 | 4800 | 6000 | 7200
Terminal Unit VAV | LF2-VAV-505 | Sheetmetal | VAV Terminal | Air Purification Co. | Titus | DESV | nan | 420 | CFM | 0 | 5000 | H-VAV-NO--400 | VAV Box | No Heat | All | 400 | CFM | 20 | 2023-03-01 | 5 | C1 | OPEN OFFICE - LF2-5-040 |  |  |  | All | nan | nan | nan | nan | nan |  |  |  | 200 | 400 | 600 | 800 | 1000 | 1200 | 1500 | 2000 | 2400 | 3000 | 3600 | 4800 | 6000 | 7200
Terminal Unit VAV | LF2-VAV-506 | Sheetmetal | VAV Terminal | Air Purification Co. | Titus | DESV | 12-0R-D09683-006 | 1300 | CFM | 0 | 5000 | H-VAV-NO--1200 | VAV Box | No Heat | All | 1200 | CFM | 20 | 2023-03-01 | 5 | C1 | OPEN OFFICE - LF2-5-170 |  |  |  | All | nan | nan | nan | nan | nan |  |  |  | 200 | 400 | 600 | 800 | 1000 | 1200 | 1500 | 2000 | 2400 | 3000 | 3600 | 4800 | 6000 | 7200
Terminal Unit VAV | LF2-VAV-507 | Sheetmetal | VAV Terminal | Air Purification Co. | Titus | DESV | 08-0R-D09684-001 | 270 | CFM | 1.34 | 5000 | H-VAV-ELE--200 | VAV Box | Electric | All | 200 | CFM | 20 | 2023-03-01 | 5 | C1 | CONF - LF2-5-172 |  |  |  | All | nan | nan | nan | nan | nan |  |  |  | 200 | 400 | 600 | 800 | 1000 | 1200 | 1500 | 2000 | 2400 | 3000 | 3600 | 4800 | 6000 | 7200
Terminal Unit VAV | LF2-VAV-508 | Sheetmetal | VAV Terminal | Air Purification Co. | Titus | DESV | 10-0R-D09683-007 | 845 | CFM | 0 | 5000 | H-VAV-NO--800 | VAV Box | No Heat | All | 800 | CFM | 20 | 2023-03-01 | 5 | C1 | OFFICE - LF2-5-175 |  |  |  | All | nan | nan | nan | nan | nan |  |  |  | 200 | 400 | 600 | 800 | 1000 | 1200 | 1500 | 2000 | 2400 | 3000 | 3600 | 4800 | 6000 | 7200
Terminal Unit VAV | LF2-VAV-509 | Sheetmetal | VAV Terminal | Air Purification Co. | Titus | DESV | 12-0L-D09683-008 | 835 | CFM | 0 | 5000 | H-VAV-NO--800 | VAV Box | No Heat | All | 800 | CFM | 20 | 2023-03-01 | 5 | C1 | OFFICE - LF2-5-177 |  |  |  | All | nan | nan | nan | nan | nan |  |  |  | 200 | 400 | 600 | 800 | 1000 | 1200 | 1500 | 2000 | 2400 | 3000 | 3600 | 4800 | 6000 | 7200
Terminal Unit VAV | LF2-VAV-510 | Sheetmetal | VAV Terminal | Air Purification Co. | Titus | DESV | 08-0R-D09683-009 | 455 | CFM | 0 | 5000 | H-VAV-NO--400 | VAV Box | No Heat | All | 400 | CFM | 20 | 2023-03-01 | 5 | C2 | OPEN OFFICE - LF2-5-180 |  |  |  | All | nan | nan | nan | nan | nan |  |  |  | 200 | 400 | 600 | 800 | 1000 | 1200 | 1500 | 2000 | 2400 | 3000 | 3600 | 4800 | 6000 | 7200
Terminal Unit VAV | LF2-VAV-511 | Sheetmetal | VAV Terminal | Air Purification Co. | Titus | DESV | 12-0R-D09684-002 | 1010 | CFM | 6.7 | 5000 | H-VAV-ELE--1000 | VAV Box | Electric | All | 1000 | CFM | 20 | 2023-03-01 | 5 | C2 | OPEN OFFICE - LF2-5-180 |  |  |  | All | nan | nan | nan | nan | nan |  |  |  | 200 | 400 | 600 | 800 | 1000 | 1200 | 1500 | 2000 | 2400 | 3000 | 3600 | 4800 | 6000 | 7200
Terminal Unit VAV | LF2-VAV-512 | Sheetmetal | VAV Terminal | Air Purification Co. | Titus | DESV | 08-0R-D09684-003 | 370 | CFM | 2.68 | 5000 | H-VAV-ELE--400 | VAV Box | Electric | All | 400 | CFM | 20 | 2023-03-01 | 5 | C2 | CONF - LF2-5-221 |  |  |  | All | nan | nan | nan | nan | nan |  |  |  | 200 | 400 | 600 | 800 | 1000 | 1200 | 1500 | 2000 | 2400 | 3000 | 3600 | 4800 | 6000 | 7200
Terminal Unit VAV | LF2-VAV-513 | Sheetmetal | VAV Terminal | Air Purification Co. | Titus | DESV | 10-0R-D09683-010 | 810 | CFM | 0 | 5000 | H-VAV-NO--800 | VAV Box | No Heat | All | 800 | CFM | 20 | 2023-03-01 | 5 | C2 | OPEN OFFICE - LF2-5-230 |  |  |  | All | nan | nan | nan | nan | nan |  |  |  | 200 | 400 | 600 | 800 | 1000 | 1200 | 1500 | 2000 | 2400 | 3000 | 3600 | 4800 | 6000 | 7200
Terminal Unit VAV | LF2-VAV-514 | Sheetmetal | VAV Terminal | Air Purification Co. | Titus | DESV | 10-0R-D09683-011 | 770 | CFM | 0 | 5000 | H-VAV-NO--800 | VAV Box | No Heat | All | 800 | CFM | 20 | 2023-03-01 | 5 | C1 | STORAGE - LF2-5-032 |  |  |  | All | nan | nan | nan | nan | nan |  |  |  | 200 | 400 | 600 | 800 | 1000 | 1200 | 1500 | 2000 | 2400 | 3000 | 3600 | 4800 | 6000 | 7200
Terminal Unit VAV | LF2-VAV-515 | Sheetmetal | VAV Terminal | Air Purification Co. | Titus | DESV | 12-0R-D09684-006 | 1080 | CFM | 0 | 5000 | H-VAV-NO--1000 | VAV Box | No Heat | All | 1000 | CFM | 20 | 2023-03-01 | 5 | C2 | OPEN OFFICE - LF2-5-260 |  |  |  | All | nan | nan | nan | nan | nan |  |  |  | 200 | 400 | 600 | 800 | 1000 | 1200 | 1500 | 2000 | 2400 | 3000 | 3600 | 4800 | 6000 | 7200
Terminal Unit VAV | LF2-VAV-516 | Sheetmetal | VAV Terminal | Air Purification Co. | Titus | DESV | 10-0R-D09684-004 | 535 | CFM | 1.34 | 5000 | H-VAV-ELE--600 | VAV Box | Electric | All | 600 | CFM | 20 | 2023-03-01 | 5 | C2 | PANTRY - LF2-5-270 |  |  |  | All | nan | nan | nan | nan | nan |  |  |  | 200 | 400 | 600 | 800 | 1000 | 1200 | 1500 | 2000 | 2400 | 3000 | 3600 | 4800 | 6000 | 7200
Terminal Unit VAV | LF2-VAV-517 | Sheetmetal | VAV Terminal | Air Purification Co. | Titus | DESV | 10-0L-D09684-005 | 755 | CFM | 1.34 | 5000 | H-VAV-ELE--800 | VAV Box | Electric | All | 800 | CFM | 20 | 2023-03-01 | 5 | C2 | CONF - LF2-5-121 |  |  |  | All | nan | nan | nan | nan | nan |  |  |  | 200 | 400 | 600 | 800 | 1000 | 1200 | 1500 | 2000 | 2400 | 3000 | 3600 | 4800 | 6000 | 7200
Terminal Unit VAV | LF2-VAV-518 | Sheetmetal | VAV Terminal | Air Purification Co. | Titus | DESV | 08-0?-D09684-006 | 265 | CFM | 1.34 | 5000 | H-VAV-ELE--200 | VAV Box | Electric | All | 200 | CFM | 20 | 2023-03-01 | 5 | C1 | OFFICE - LF2-5-123 |  |  |  | All | nan | nan | nan | nan | nan |  |  |  | 200 | 400 | 600 | 800 | 1000 | 1200 | 1500 | 2000 | 2400 | 3000 | 3600 | 4800 | 6000 | 7200
Terminal Unit VAV | LF2-VAV-519 | Sheetmetal | VAV Terminal | Air Purification Co. | Titus | DESV | 08-0R-D09683-013 | 545 | CFM | 0 | 5000 | H-VAV-NO--600 | VAV Box | No Heat | All | 600 | CFM | 20 | 2023-03-01 | 5 | C1 | OFFICE - LF2-5-123 |  |  |  | All | nan | nan | nan | nan | nan |  |  |  | 200 | 400 | 600 | 800 | 1000 | 1200 | 1500 | 2000 | 2400 | 3000 | 3600 | 4800 | 6000 | 7200
Terminal Unit VAV | LF2-VAV-520 | Sheetmetal | VAV Terminal | Air Purification Co. | Titus | DESV | 08-0L-D09683-014 | 480 | CFM | 0 | 5000 | H-VAV-NO--400 | VAV Box | No Heat | All | 400 | CFM | 20 | 2023-03-01 | 5 | C2 | HALLWAY - LF2-5-010 |  |  |  | All | nan | nan | nan | nan | nan |  |  |  | 200 | 400 | 600 | 800 | 1000 | 1200 | 1500 | 2000 | 2400 | 3000 | 3600 | 4800 | 6000 | 7200
Terminal Unit VAV | LF2-VAV-521 | Sheetmetal | VAV Terminal | Air Purification Co. | Titus | DESV | 08-0L-D09683-015 | 600 | CFM | 0 | 5000 | H-VAV-NO--600 | VAV Box | No Heat | All | 600 | CFM | 20 | 2023-03-01 | 5 | C2 | OFFICE - LF2-5-251 |  |  |  | All | nan | nan | nan | nan | nan |  |  |  | 200 | 400 | 600 | 800 | 1000 | 1200 | 1500 | 2000 | 2400 | 3000 | 3600 | 4800 | 6000 | 7200
Terminal Unit VAV | LF2-VAV-L101 | Sheetmetal | VAV Terminal | Air Purification Co. | Titus | DESV | 16-0R-D46246-001 | 2670 | CFM | 25.46 | 5000 | H-VAV-ELE--2400 | VAV Box | Electric | All | 2400 | CFM | 20 | 2023-03-01 | 1 | C1.3 | RTG ADVANCED ENERGY - LF2-1-101 |  |  |  | All | nan | nan | nan | nan | nan |  |  |  | 200 | 400 | 600 | 800 | 1000 | 1200 | 1500 | 2000 | 2400 | 3000 | 3600 | 4800 | 6000 | 7200
Terminal Unit VAV | LF2-VAV-L102 | Sheetmetal | VAV Terminal | Air Purification Co. | Titus | DESV | 12-0R-D46246-002 | 1250 | CFM | 5.36 | 5000 | H-VAV-ELE--1200 | VAV Box | Electric | All | 1200 | CFM | 20 | 2023-03-01 | 1 | C1.3 | RELIABILITY CHAMBERS - LF2-1-104 |  |  |  | All | nan | nan | nan | nan | nan |  |  |  | 200 | 400 | 600 | 800 | 1000 | 1200 | 1500 | 2000 | 2400 | 3000 | 3600 | 4800 | 6000 | 7200
Terminal Unit VAV | LF2-VAV-L103 | Sheetmetal | VAV Terminal | Air Purification Co. | Titus | DESV | 12-0L-D46246-003 | 1170 | CFM | 9.38 | 5000 | H-VAV-ELE--1200 | VAV Box | Electric | All | 1200 | CFM | 20 | 2023-03-01 | 1 | C1.2 | RGI PACKAGING & STORAGE - LF2-1-107 |  |  |  | All | nan | nan | nan | nan | nan |  |  |  | 200 | 400 | 600 | 800 | 1000 | 1200 | 1500 | 2000 | 2400 | 3000 | 3600 | 4800 | 6000 | 7200
Terminal Unit VAV | LF2-VAV-L104 | Sheetmetal | VAV Terminal | Air Purification Co. | Titus | DESV | 14-0L-D46246-004 | 2180 | CFM | 12.06 | 5000 | H-VAV-ELE--2000 | VAV Box | Electric | All | 2000 | CFM | 20 | 2023-03-01 | 1 | C1.4 | EMC LAB - LF2-1-105 |  |  |  | All | nan | nan | nan | nan | nan |  |  |  | 200 | 400 | 600 | 800 | 1000 | 1200 | 1500 | 2000 | 2400 | 3000 | 3600 | 4800 | 6000 | 7200
Terminal Unit VAV | LF2-VAV-L105 | Sheetmetal | VAV Terminal | Air Purification Co. | Titus | DESV | 14-0L-D46246-005 | 1970 | CFM | 17.42 | 5000 | H-VAV-ELE--2000 | VAV Box | Electric | All | 2000 | CFM | 20 | 2023-03-01 | 1 | C2.1 | RGI OPEN LAB LF2-1-216 |  |  |  | All | nan | nan | nan | nan | nan |  |  |  | 200 | 400 | 600 | 800 | 1000 | 1200 | 1500 | 2000 | 2400 | 3000 | 3600 | 4800 | 6000 | 7200
Terminal Unit VAV | LF2-VAV-L106 | Sheetmetal | VAV Terminal | Air Purification Co. | Titus | DESV | 14-0L-D46246-006 | 2470 | CFM | 14.74 | 5000 | H-VAV-ELE--2400 | VAV Box | Electric | All | 2400 | CFM | 20 | 2023-03-01 | 1 | C2.1 | RGI OPEN LAB LF2-1-216 |  |  |  | All | nan | nan | nan | nan | nan |  |  |  | 200 | 400 | 600 | 800 | 1000 | 1200 | 1500 | 2000 | 2400 | 3000 | 3600 | 4800 | 6000 | 7200
Terminal Unit VAV | LF2-VAV-L107 | Sheetmetal | VAV Terminal | Air Purification Co. | Titus | DESV | 14-0L-D46246-007 | 1990 | CFM | 10.72 | 5000 | H-VAV-ELE--2000 | VAV Box | Electric | All | 2000 | CFM | 20 | 2023-03-01 | 1 | C2.1 | RGI OPEN LAB LF2-1-216 |  |  |  | All | nan | nan | nan | nan | nan |  |  |  | 200 | 400 | 600 | 800 | 1000 | 1200 | 1500 | 2000 | 2400 | 3000 | 3600 | 4800 | 6000 | 7200
Terminal Unit VAV | LF2-VAV-L108 | Sheetmetal | VAV Terminal | Air Purification Co. | Titus | DESV | 14-0L-D46246-008 | 1970 | CFM | 17.42 | 5000 | H-VAV-ELE--2000 | VAV Box | Electric | All | 2000 | CFM | 20 | 2023-03-01 | 1 | C2.1 | RGI OPEN LAB LF2-1-216 |  |  |  | All | nan | nan | nan | nan | nan |  |  |  | 200 | 400 | 600 | 800 | 1000 | 1200 | 1500 | 2000 | 2400 | 3000 | 3600 | 4800 | 6000 | 7200
Terminal Unit VAV | LF2-VAV-L109 | Sheetmetal | VAV Terminal | Air Purification Co. | Titus | DESV | 14-0R-D46246-009 | 1740 | CFM | 13.4 | 5000 | H-VAV-ELE--2000 | VAV Box | Electric | All | 2000 | CFM | 20 | 2023-03-01 | 1 | C2.2 | SI RETURN GOODS - LF2-1-215 |  |  |  | All | nan | nan | nan | nan | nan |  |  |  | 200 | 400 | 600 | 800 | 1000 | 1200 | 1500 | 2000 | 2400 | 3000 | 3600 | 4800 | 6000 | 7200
Terminal Unit VAV | LF2-VAV-L110 | Sheetmetal | VAV Terminal | Air Purification Co. | Titus | DESV | 12-0L-D46246-010 | 1160 | CFM | 5.36 | 5000 | H-VAV-ELE--1200 | VAV Box | Electric | All | 1200 | CFM | 20 | 2023-03-01 | 1 | C2.3 | CHAMBER ROOM - LF2-1-207 |  |  |  | All | nan | nan | nan | nan | nan |  |  |  | 200 | 400 | 600 | 800 | 1000 | 1200 | 1500 | 2000 | 2400 | 3000 | 3600 | 4800 | 6000 | 7200
Terminal Unit VAV | LF2-VAV-L111 | Sheetmetal | VAV Terminal | Air Purification Co. | Titus | DESV | 14-0R-D46246-011 | 2020 | CFM | 14.74 | 5000 | H-VAV-ELE--2000 | VAV Box | Electric | All | 2000 | CFM | 20 | 2023-03-01 | 1 | C2.3 | ADVANCED MEASUREMENTS LAB - LF2-1-208 |  |  |  | All | nan | nan | nan | nan | nan |  |  |  | 200 | 400 | 600 | 800 | 1000 | 1200 | 1500 | 2000 | 2400 | 3000 | 3600 | 4800 | 6000 | 7200
Terminal Unit VAV | LF2-VAV-L112 | Sheetmetal | VAV Terminal | Air Purification Co. | Titus | DESV | 14-0L-D46246-012 | 2030 | CFM | 14.74 | 5000 | H-VAV-ELE--2000 | VAV Box | Electric | All | 2000 | CFM | 20 | 2023-03-01 | 1 | C2.3 | ADVANCED MEASUREMENTS LAB - LF2-1-208 |  |  |  | All | nan | nan | nan | nan | nan |  |  |  | 200 | 400 | 600 | 800 | 1000 | 1200 | 1500 | 2000 | 2400 | 3000 | 3600 | 4800 | 6000 | 7200
Terminal Unit VAV | LF2-VAV-L113 | Sheetmetal | VAV Terminal | Air Purification Co. | Titus | DESV | 08-0R-D46246-013 | 500 | CFM | 2.68 | 5000 | H-VAV-ELE--600 | VAV Box | Electric | All | 600 | CFM | 20 | 2023-03-01 | 1 | C2.3 | V & V EQUIPMENT STAGING - LF2-1-209 |  |  |  | All | nan | nan | nan | nan | nan |  |  |  | 200 | 400 | 600 | 800 | 1000 | 1200 | 1500 | 2000 | 2400 | 3000 | 3600 | 4800 | 6000 | 7200
Terminal Unit VAV | LF2-VAV-L114 | Sheetmetal | VAV Terminal | Air Purification Co. | Titus | DESV | 12-0L-D46246-014 | 1000 | CFM | 4.02 | 5000 | H-VAV-ELE--1000 | VAV Box | Electric | All | 1000 | CFM | 20 | 2023-03-01 | 1 | C2.3 | V & V EQUIPMENT STAGING - LF2-1-209 |  |  |  | All | nan | nan | nan | nan | nan |  |  |  | 200 | 400 | 600 | 800 | 1000 | 1200 | 1500 | 2000 | 2400 | 3000 | 3600 | 4800 | 6000 | 7200
Terminal Unit VAV | LF2-VAV-L115 | Sheetmetal | VAV Terminal | Air Purification Co. | Titus | DESV | 10-0R-D46246-015 | 540 | CFM | 4.02 | 5000 | H-VAV-ELE--600 | VAV Box | Electric | All | 600 | CFM | 20 | 2023-03-01 | 1 | C2.3 | V & V EQUIPMENT STAGING - LF2-1-209 |  |  |  | All | nan | nan | nan | nan | nan |  |  |  | 200 | 400 | 600 | 800 | 1000 | 1200 | 1500 | 2000 | 2400 | 3000 | 3600 | 4800 | 6000 | 7200
Terminal Unit VAV | LF2-VAV-L116 | Sheetmetal | VAV Terminal | Air Purification Co. | Titus | DESV | 08-0L-D46246-013 | 450 | CFM | 4.02 | 5000 | H-VAV-ELE--400 | VAV Box | Electric | All | 400 | CFM | 20 | 2023-03-01 | 1 | C2.3 | V&V ACCURACY & MICROSCOPE LAB - LF2-1-205 |  |  |  | All | nan | nan | nan | nan | nan |  |  |  | 200 | 400 | 600 | 800 | 1000 | 1200 | 1500 | 2000 | 2400 | 3000 | 3600 | 4800 | 6000 | 7200
Terminal Unit VAV | LF2-VAV-L201 | Sheetmetal | VAV Terminal | Air Purification Co. | Titus | DESV | 14-0?-D24460-001 | 1890 | CFM | 14.74 | 5000 | H-VAV-ELE--2000 | VAV Box | Electric | All | 2000 | CFM | 20 | 2023-03-01 | 2 | C1 | SHARED INSTRUMENTS - LF2-2-101 |  |  |  | All | nan | nan | nan | nan | nan |  |  |  | 200 | 400 | 600 | 800 | 1000 | 1200 | 1500 | 2000 | 2400 | 3000 | 3600 | 4800 | 6000 | 7200
Terminal Unit VAV | LF2-VAV-L202 | Sheetmetal | VAV Terminal | Air Purification Co. | Titus | DESV | 14-0?-D24460-002 | 2050 | CFM | 8.04 | 5000 | H-VAV-ELE--2000 | VAV Box | Electric | All | 2000 | CFM | 20 | 2023-03-01 | 2 | C1.3 | SHARED INSTRUMENTS - LF2-2-101 |  |  |  | All | nan | nan | nan | nan | nan |  |  |  | 200 | 400 | 600 | 800 | 1000 | 1200 | 1500 | 2000 | 2400 | 3000 | 3600 | 4800 | 6000 | 7200
Terminal Unit VAV | LF2-VAV-L203 | Sheetmetal | VAV Terminal | Air Purification Co. | Titus | DESV | 14-0?-D24460-003 | 2050 | CFM | 13.4 | 5000 | H-VAV-ELE--2000 | VAV Box | Electric | All | 2000 | CFM | 20 | 2023-03-01 | 2 | C1.3 | SHARED INSTRUMENTS - LF2-2-101 |  |  |  | All | nan | nan | nan | nan | nan |  |  |  | 200 | 400 | 600 | 800 | 1000 | 1200 | 1500 | 2000 | 2400 | 3000 | 3600 | 4800 | 6000 | 7200
Terminal Unit VAV | LF2-VAV-L204 | Sheetmetal | VAV Terminal | Air Purification Co. | Titus | DESV | 14-0?-D24460-004 | 2050 | CFM | 13.4 | 5000 | H-VAV-ELE--2000 | VAV Box | Electric | All | 2000 | CFM | 20 | 2023-03-01 | 2 | C2 | SHARED INSTRUMENTS - LF2-2-101 |  |  |  | All | nan | nan | nan | nan | nan |  |  |  | 200 | 400 | 600 | 800 | 1000 | 1200 | 1500 | 2000 | 2400 | 3000 | 3600 | 4800 | 6000 | 7200
Terminal Unit VAV | LF2-VAV-L205 | Sheetmetal | VAV Terminal | Air Purification Co. | Titus | DESV | 14-0?-D24460-005 | 2050 | CFM | 8.04 | 5000 | H-VAV-ELE--2000 | VAV Box | Electric | All | 2000 | CFM | 20 | 2023-03-01 | 2 | C2 | SHARED INSTRUMENTS - LF2-2-101 |  |  |  | All | nan | nan | nan | nan | nan |  |  |  | 200 | 400 | 600 | 800 | 1000 | 1200 | 1500 | 2000 | 2400 | 3000 | 3600 | 4800 | 6000 | 7200
Terminal Unit VAV | LF2-VAV-L206 | Sheetmetal | VAV Terminal | Air Purification Co. | Titus | DESV | 14-0?-D24460-006 | 2050 | CFM | 8.04 | 5000 | H-VAV-ELE--2000 | VAV Box | Electric | All | 2000 | CFM | 20 | 2023-03-01 | 2 | C2 | SHARED INSTRUMENTS - LF2-2-101 |  |  |  | All | nan | nan | nan | nan | nan |  |  |  | 200 | 400 | 600 | 800 | 1000 | 1200 | 1500 | 2000 | 2400 | 3000 | 3600 | 4800 | 6000 | 7200
Terminal Unit VAV | LF2-VAV-L207 | Sheetmetal | VAV Terminal | Air Purification Co. | Titus | DESV | 14-0?-D24460-007 | 2150 | CFM | 14.74 | 5000 | H-VAV-ELE--2000 | VAV Box | Electric | All | 2000 | CFM | 20 | 2023-03-01 | 2 | C2 | SHARED INSTRUMENTS - LF2-2-101 |  |  |  | All | nan | nan | nan | nan | nan |  |  |  | 200 | 400 | 600 | 800 | 1000 | 1200 | 1500 | 2000 | 2400 | 3000 | 3600 | 4800 | 6000 | 7200
Terminal Unit VAV | LF2-VAV-L208 | Sheetmetal | VAV Terminal | Air Purification Co. | Titus | DESV | 14-0?-D24460-008 | 1880 | CFM | 6.7 | 5000 | H-VAV-ELE--2000 | VAV Box | Electric | All | 2000 | CFM | 20 | 2023-03-01 | 2 | C2 | SHARED INSTRUMENTS - LF2-2-101 |  |  |  | All | nan | nan | nan | nan | nan |  |  |  | 200 | 400 | 600 | 800 | 1000 | 1200 | 1500 | 2000 | 2400 | 3000 | 3600 | 4800 | 6000 | 7200
Terminal Unit VAV | LF2-VAV-L209 | Sheetmetal | VAV Terminal | Air Purification Co. | Titus | DESV | 14-0R-D24460-009 | 2050 | CFM | 13.4 | 5000 | H-VAV-ELE--2000 | VAV Box | Electric | All | 2000 | CFM | 20 | 2023-03-01 | 2 | C2 | SHARED INSTRUMENTS - LF2-2-101 |  |  |  | All | nan | nan | nan | nan | nan |  |  |  | 200 | 400 | 600 | 800 | 1000 | 1200 | 1500 | 2000 | 2400 | 3000 | 3600 | 4800 | 6000 | 7200
Terminal Unit VAV | LF2-VAV-L210 | Sheetmetal | VAV Terminal | Air Purification Co. | Titus | DESV | 12-0R-D24460-010 | 1480 | CFM | 10.72 | 5000 | H-VAV-ELE--1500 | VAV Box | Electric | All | 1500 | CFM | 20 | 2023-03-01 | 2 | C1 | TISSUE & ABLATION - LF2-2-120 |  |  |  | All | nan | nan | nan | nan | nan |  |  |  | 200 | 400 | 600 | 800 | 1000 | 1200 | 1500 | 2000 | 2400 | 3000 | 3600 | 4800 | 6000 | 7200
Terminal Unit VAV | LF2-VAV-L211 | Sheetmetal | VAV Terminal | Air Purification Co. | Titus | DESV | 12-0R-D24460-011 | 1500 | CFM | 10.72 | 5000 | H-VAV-ELE--1500 | VAV Box | Electric | All | 1500 | CFM | 20 | 2023-03-01 | 2 | C1 | TISSUE & ABLATION - LF2-2-120 |  |  |  | All | nan | nan | nan | nan | nan |  |  |  | 200 | 400 | 600 | 800 | 1000 | 1200 | 1500 | 2000 | 2400 | 3000 | 3600 | 4800 | 6000 | 7200
Terminal Unit VAV | LF2-VAV-L212 | Sheetmetal | VAV Terminal | Air Purification Co. | Titus | DESV | 10-0R-D24460-012 | 915 | CFM | 6.7 | 5000 | H-VAV-ELE--1000 | VAV Box | Electric | All | 1000 | CFM | 20 | 2023-03-01 | 2 | C1 | TISSUE & ABLATION - LF2-2-120 |  |  |  | All | nan | nan | nan | nan | nan |  |  |  | 200 | 400 | 600 | 800 | 1000 | 1200 | 1500 | 2000 | 2400 | 3000 | 3600 | 4800 | 6000 | 7200
Terminal Unit VAV | LF2-VAV-L213 | Sheetmetal | VAV Terminal | Air Purification Co. | Titus | DESV | 10-0R-D24460-013 | 915 | CFM | 12.06 | 5000 | H-VAV-ELE--1000 | VAV Box | Electric | All | 1000 | CFM | 20 | 2023-03-01 | 2 | C1 | TISSUE & ABLATION - LF2-2-120 |  |  |  | All | nan | nan | nan | nan | nan |  |  |  | 200 | 400 | 600 | 800 | 1000 | 1200 | 1500 | 2000 | 2400 | 3000 | 3600 | 4800 | 6000 | 7200
Terminal Unit VAV | LF2-VAV-L214 | Sheetmetal | VAV Terminal | Air Purification Co. | Titus | DESV | 10-0R-D24460-014 | 710 | CFM | 5.36 | 5000 | H-VAV-ELE--800 | VAV Box | Electric | All | 800 | CFM | 20 | 2023-03-01 | 2 | C1 | RO/DI & CCA ROOM - LF2-2-137 |  |  |  | All | nan | nan | nan | nan | nan |  |  |  | 200 | 400 | 600 | 800 | 1000 | 1200 | 1500 | 2000 | 2400 | 3000 | 3600 | 4800 | 6000 | 7200
Terminal Unit VAV | LF2-VAV-L215 | Sheetmetal | VAV Terminal | Air Purification Co. | Titus | DESV | 12-0R-D24460-015 | 1480 | CFM | 17.42 | 5000 | H-VAV-ELE--1500 | VAV Box | Electric | All | 1500 | CFM | 20 | 2023-03-01 | 2 | C2 | STERILIZATION - LF2-2-138 |  |  |  | All | nan | nan | nan | nan | nan |  |  |  | 200 | 400 | 600 | 800 | 1000 | 1200 | 1500 | 2000 | 2400 | 3000 | 3600 | 4800 | 6000 | 7200
Terminal Unit VAV | LF2-VAV-L216 | Sheetmetal | VAV Terminal | Air Purification Co. | Titus | DESV | 12-0R-D24460-016 | 1560 | CFM | 18.76 | 5000 | H-VAV-ELE--1500 | VAV Box | Electric | All | 1500 | CFM | 20 | 2023-03-01 | 2 | C2 | METROLOGY - LF2-2-214 |  |  |  | All | nan | nan | nan | nan | nan |  |  |  | 200 | 400 | 600 | 800 | 1000 | 1200 | 1500 | 2000 | 2400 | 3000 | 3600 | 4800 | 6000 | 7200
Terminal Unit VAV | LF2-VAV-L217 | Sheetmetal | VAV Terminal | Air Purification Co. | Titus | DESV | 12-0R-D24460-017 | 1230 | CFM | 8.04 | 5000 | H-VAV-ELE--1200 | VAV Box | Electric | All | 1200 | CFM | 20 | 2023-03-01 | 2 | C2 | 3D PRINTERS - LF2-2-212 |  |  |  | All | nan | nan | nan | nan | nan |  |  |  | 200 | 400 | 600 | 800 | 1000 | 1200 | 1500 | 2000 | 2400 | 3000 | 3600 | 4800 | 6000 | 7200
Terminal Unit VAV | LF2-VAV-L218 | Sheetmetal | VAV Terminal | Air Purification Co. | Titus | DESV | 14-0R-D24460-018 | 2130 | CFM | 18.76 | 5000 | H-VAV-ELE--2000 | VAV Box | Electric | All | 2000 | CFM | 20 | 2023-03-01 | 2 | C2 | AME FUTURE LAB - LF2-2-211 |  |  |  | All | nan | nan | nan | nan | nan |  |  |  | 200 | 400 | 600 | 800 | 1000 | 1200 | 1500 | 2000 | 2400 | 3000 | 3600 | 4800 | 6000 | 7200
Terminal Unit VAV | LF2-VAV-L219 | Sheetmetal | VAV Terminal | Air Purification Co. | Titus | DESV | 10-0R-D24460-019 | 770 | CFM | 6.7 | 5000 | H-VAV-ELE--800 | VAV Box | Electric | All | 800 | CFM | 20 | 2023-03-01 | 2 | C2 | RTG ADVANCED DEVELOPMENT - LF2-2-216 |  |  |  | All | nan | nan | nan | nan | nan |  |  |  | 200 | 400 | 600 | 800 | 1000 | 1200 | 1500 | 2000 | 2400 | 3000 | 3600 | 4800 | 6000 | 7200
Terminal Unit VAV | LF2-VAV-L220 | Sheetmetal | VAV Terminal | Air Purification Co. | Titus | DESV | 12-0R-D24460-020 | 1020 | CFM | 9.38 | 5000 | H-VAV-ELE--1000 | VAV Box | Electric | All | 1000 | CFM | 20 | 2023-03-01 | 2 | C2 | SOFTWARE QA LAB - LF2-2-209 |  |  |  | All | nan | nan | nan | nan | nan |  |  |  | 200 | 400 | 600 | 800 | 1000 | 1200 | 1500 | 2000 | 2400 | 3000 | 3600 | 4800 | 6000 | 7200
Terminal Unit VAV | LF2-VAV-L221 | Sheetmetal | VAV Terminal | Air Purification Co. | Titus | DESV | 08-0L-D24460-021 | 620 | CFM | 6.7 | 5000 | H-VAV-ELE--600 | VAV Box | Electric | All | 600 | CFM | 20 | 2023-03-01 | 2 | C2 | MICROSCOPE ROOM - LF2-2-208 |  |  |  | All | nan | nan | nan | nan | nan |  |  |  | 200 | 400 | 600 | 800 | 1000 | 1200 | 1500 | 2000 | 2400 | 3000 | 3600 | 4800 | 6000 | 7200
Terminal Unit VAV | LF2-VAV-L222 | Sheetmetal | VAV Terminal | Air Purification Co. | Titus | DESV | 08-0L-D24460-022 | 520 | CFM | 4.02 | 5000 | H-VAV-ELE--600 | VAV Box | Electric | All | 600 | CFM | 20 | 2023-03-01 | 2 | D - SOUTH CONNECTOR | MICROBIOLOGY LAB - LF2-2-308 |  |  |  | All | nan | nan | nan | nan | nan |  |  |  | 200 | 400 | 600 | 800 | 1000 | 1200 | 1500 | 2000 | 2400 | 3000 | 3600 | 4800 | 6000 | 7200
Terminal Unit VAV | LF2-VAV-L223 | Sheetmetal | VAV Terminal | Air Purification Co. | Titus | DESV | 10-0R-D24460-023 | 820 | CFM | 5.36 | 5000 | H-VAV-ELE--800 | VAV Box | Electric | All | 800 | CFM | 20 | 2023-03-01 | 2 | D - SOUTH CONNECTOR | MICROBIOLOGY LAB - LF2-2-308 |  |  |  | All | nan | nan | nan | nan | nan |  |  |  | 200 | 400 | 600 | 800 | 1000 | 1200 | 1500 | 2000 | 2400 | 3000 | 3600 | 4800 | 6000 | 7200
Terminal Unit VAV | LF2-VAV-L224 | Sheetmetal | VAV Terminal | Air Purification Co. | Titus | DESV | 08-0L-D24460-024 | 560 | CFM | 4.02 | 5000 | H-VAV-ELE--600 | VAV Box | Electric | All | 600 | CFM | 20 | 2023-03-01 | 2 | D - SOUTH CONNECTOR | MICROBIOLOGY LAB - LF2-2-308 |  |  |  | All | nan | nan | nan | nan | nan |  |  |  | 200 | 400 | 600 | 800 | 1000 | 1200 | 1500 | 2000 | 2400 | 3000 | 3600 | 4800 | 6000 | 7200
Terminal Unit VAV | LF2-VAV-L225 | Sheetmetal | VAV Terminal | Air Purification Co. | Titus | DESV | 08-0L-D24460-025 | 390 | CFM | 2.68 | 5000 | H-VAV-ELE--400 | VAV Box | Electric | All | 400 | CFM | 20 | 2023-03-01 | 2 | D - SOUTH CONNECTOR | LASER LAB - LF2-2-315 |  |  |  | All | nan | nan | nan | nan | nan |  |  |  | 200 | 400 | 600 | 800 | 1000 | 1200 | 1500 | 2000 | 2400 | 3000 | 3600 | 4800 | 6000 | 7200
Terminal Unit VAV | LF2-VAV-L226 | Sheetmetal | VAV Terminal | Air Purification Co. | Titus | DESV | 12-0R-D24460-026 | 1310 | CFM | 16.08 | 5000 | H-VAV-ELE--1200 | VAV Box | Electric | All | 1200 | CFM | 20 | 2023-03-01 | 2 | D - SOUTH CONNECTOR | MATERIALS LAB - LF2-2-314 |  |  |  | All | nan | nan | nan | nan | nan |  |  |  | 200 | 400 | 600 | 800 | 1000 | 1200 | 1500 | 2000 | 2400 | 3000 | 3600 | 4800 | 6000 | 7200
Terminal Unit VAV | LF2-VAV-L227 | Sheetmetal | VAV Terminal | Air Purification Co. | Titus | DESV | 08-0L-D24460-027 | 450 | CFM | 4.02 | 5000 | H-VAV-ELE--400 | VAV Box | Electric | All | 400 | CFM | 20 | 2023-03-01 | 2 | C2 | ALARM TESTING/TEST AUTO LAB - LF2-2-215 |  |  |  | All | nan | nan | nan | nan | nan |  |  |  | 200 | 400 | 600 | 800 | 1000 | 1200 | 1500 | 2000 | 2400 | 3000 | 3600 | 4800 | 6000 | 7200
Terminal Unit VAV | LF2-VAV-L228 | Sheetmetal | VAV Terminal | Air Purification Co. | Titus | DESV | 10-0R-D24460-028 | 700 | CFM | 5.36 | 5000 | H-VAV-ELE--800 | VAV Box | Electric | All | 800 | CFM | 20 | 2023-03-01 | 2 | B - NORTH CONNECTOR | WASHROOM LF2-2-223 |  |  |  | All | nan | nan | nan | nan | nan |  |  |  | 200 | 400 | 600 | 800 | 1000 | 1200 | 1500 | 2000 | 2400 | 3000 | 3600 | 4800 | 6000 | 7200
Terminal Unit VAV | LF2-VAV-L229 | Sheetmetal | VAV Terminal | Air Purification Co. | Titus | DESV | 08-0R-D24460-029 | 500 | CFM | 6.7 | 5000 | H-VAV-ELE--600 | VAV Box | Electric | All | 600 | CFM | 20 | 2023-03-01 | 2 | B - NORTH CONNECTOR | WOMEN CHANGING ROOM - LF2-2-412 |  |  |  | All | nan | nan | nan | nan | nan |  |  |  | 200 | 400 | 600 | 800 | 1000 | 1200 | 1500 | 2000 | 2400 | 3000 | 3600 | 4800 | 6000 | 7200
Terminal Unit VAV | LF2-VAV-L230 | Sheetmetal | VAV Terminal | Air Purification Co. | Titus | DESV | 10-0R-D24460-030 | 550 | CFM | 6.7 | 5000 | H-VAV-ELE--600 | VAV Box | Electric | All | 600 | CFM | 20 | 2023-03-01 | 2 | B - NORTH CONNECTOR | MEN CHANGING ROOM - LF2-2-411 |  |  |  | All | nan | nan | nan | nan | nan |  |  |  | 200 | 400 | 600 | 800 | 1000 | 1200 | 1500 | 2000 | 2400 | 3000 | 3600 | 4800 | 6000 | 7200
Terminal Unit VAV | LF2-VAV-L231 | Sheetmetal | VAV Terminal | Air Purification Co. | Titus | DESV | 08-0R-D24460-031 | 460 | CFM | 2.68 | 5000 | H-VAV-ELE--400 | VAV Box | Electric | All | 400 | CFM | 20 | 2023-03-01 | 2 | B - NORTH CONNECTOR | LOUNGE - LF2-2-400 |  |  |  | All | nan | nan | nan | nan | nan |  |  |  | 200 | 400 | 600 | 800 | 1000 | 1200 | 1500 | 2000 | 2400 | 3000 | 3600 | 4800 | 6000 | 7200
Terminal Unit VAV | LF2-VAV-L232 | Sheetmetal | VAV Terminal | Air Purification Co. | Titus | DESV | 08-0R-D24460-032 | 260 | CFM | 1.34 | 5000 | H-VAV-ELE--200 | VAV Box | Electric | All | 200 | CFM | 20 | 2023-03-01 | 2 | B - NORTH CONNECTOR | LOUNGE - LF2-2-400 |  |  |  | All | nan | nan | nan | nan | nan |  |  |  | 200 | 400 | 600 | 800 | 1000 | 1200 | 1500 | 2000 | 2400 | 3000 | 3600 | 4800 | 6000 | 7200
Terminal Unit VAV | LF2-VAV-L233 | Sheetmetal | VAV Terminal | Air Purification Co. | Titus | DESV | 12-0L-D24460-033 | 1260 | CFM | 6.7 | 5000 | H-VAV-ELE--1200 | VAV Box | Electric | All | 1200 | CFM | 20 | 2023-03-01 | 2 | B - NORTH CONNECTOR | STORAGE - LF2-2-422 |  |  |  | All | nan | nan | nan | nan | nan |  |  |  | 200 | 400 | 600 | 800 | 1000 | 1200 | 1500 | 2000 | 2400 | 3000 | 3600 | 4800 | 6000 | 7200
Terminal Unit VAV | LF2-VAV-L234 | Sheetmetal | VAV Terminal | Air Purification Co. | Titus | DESV | 12-0R-D24460-034 | 1260 | CFM | 6.7 | 5000 | H-VAV-ELE--1200 | VAV Box | Electric | All | 1200 | CFM | 20 | 2023-03-01 | 2 | B - NORTH CONNECTOR | STORAGE - LF2-2-422 |  |  |  | All | nan | nan | nan | nan | nan |  |  |  | 200 | 400 | 600 | 800 | 1000 | 1200 | 1500 | 2000 | 2400 | 3000 | 3600 | 4800 | 6000 | 7200
Terminal Unit VAV | LF2-VAV-L235 | Sheetmetal | VAV Terminal | Air Purification Co. | Titus | DESV | 12-0R-D24460-035 | 1360 | CFM | 6.7 | 5000 | H-VAV-ELE--1500 | VAV Box | Electric | All | 1500 | CFM | 20 | 2023-03-01 | 2 | B - NORTH CONNECTOR | STORAGE - LF2-2-422 |  |  |  | All | nan | nan | nan | nan | nan |  |  |  | 200 | 400 | 600 | 800 | 1000 | 1200 | 1500 | 2000 | 2400 | 3000 | 3600 | 4800 | 6000 | 7200
Terminal Unit VAV | LF2-VAV-L236 | Sheetmetal | VAV Terminal | Air Purification Co. | Titus | DESV | 10-0L-D24460-036 | 550 | CFM | 8.04 | 5000 | H-VAV-ELE--600 | VAV Box | Electric | All | 600 | CFM | 20 | 2023-03-01 | 2 | B - NORTH CONNECTOR | STORAGE - LF2-2-422 |  |  |  | All | nan | nan | nan | nan | nan |  |  |  | 200 | 400 | 600 | 800 | 1000 | 1200 | 1500 | 2000 | 2400 | 3000 | 3600 | 4800 | 6000 | 7200
Terminal Unit VAV | LF2-VAV-L237 | Sheetmetal | VAV Terminal | Air Purification Co. | Titus | DESV | 14-0L-D24460-037 | 2150 | CFM | 16.08 | 5000 | H-VAV-ELE--2000 | VAV Box | Electric | All | 2000 | CFM | 20 | 2023-03-01 | 2 | B - NORTH CONNECTOR | WOMEN CHANGING ROOM - LF2-2-412 |  |  |  | All | nan | nan | nan | nan | nan |  |  |  | 200 | 400 | 600 | 800 | 1000 | 1200 | 1500 | 2000 | 2400 | 3000 | 3600 | 4800 | 6000 | 7200
Terminal Unit VAV | LF2-VAV-L238 | Sheetmetal | VAV Terminal | Air Purification Co. | Titus | DESV | 12-0L-D24460-038 | 1450 | CFM | 8.04 | 5000 | H-VAV-ELE--1500 | VAV Box | Electric | All | 1500 | CFM | 20 | 2023-03-01 | 2 | B - NORTH CONNECTOR | MEN CHANGING ROOM - LF2-2-411 |  |  |  | All | nan | nan | nan | nan | nan |  |  |  | 200 | 400 | 600 | 800 | 1000 | 1200 | 1500 | 2000 | 2400 | 3000 | 3600 | 4800 | 6000 | 7200
Terminal Unit VAV | LF2-VAV-L239 | Sheetmetal | VAV Terminal | Air Purification Co. | Titus | DESV | 10-0L-D24460-039 | 630 | CFM | 5.36 | 5000 | H-VAV-ELE--600 | VAV Box | Electric | All | 600 | CFM | 20 | 2023-03-01 | 2 | B - NORTH CONNECTOR | LOUNGE - LF2-2-400 |  |  |  | All | nan | nan | nan | nan | nan |  |  |  | 200 | 400 | 600 | 800 | 1000 | 1200 | 1500 | 2000 | 2400 | 3000 | 3600 | 4800 | 6000 | 7200
Terminal Unit VAV | LF2-VAV-L240 | Sheetmetal | VAV Terminal | Air Purification Co. | Titus | DESV | 08-0R-D24460-040 | 500 | CFM | 2.68 | 5000 | H-VAV-ELE--600 | VAV Box | Electric | All | 600 | CFM | 20 | 2023-03-01 | 2 | C1.2 | HALLWAY - LF2-2-100 |  |  |  | All | nan | nan | nan | nan | nan |  |  |  | 200 | 400 | 600 | 800 | 1000 | 1200 | 1500 | 2000 | 2400 | 3000 | 3600 | 4800 | 6000 | 7200
Unit Heater (13) | LF1-UH-106 | Sheetmetal | Unit Heaters, Hydronic | Air Purification Co. | Titus | nan | nan |  | nan |  | 2000 | NO ID | nan | nan | nan |  | nan |  | 2023-03-01 | 1 | A1 | LOADING - LF1-1-137 |  |  |  | nan | nan | nan | nan | nan | nan
VRF Condensing Unit | LF1-CU-R01 | Sheetmetal | Split Systems Air Cooled Condensing Unit | Air Purification Co. | Mitsubishi | TUHYE1924AN40AN | 1YP0003550T841 | 16 | TONS | 27.6116 | 6000 | H-CU-AIR-DX-10 | Condensing Unit | Air Cooled | Direct Expansion | 10 | TONS | 20 | 2023-03-01 | 6 | B1 | ROOF |  |  |  | Direct Expansion | Reciprocating | nan | nan | nan | nan |  |  |  | 2 | 5 | 10 | 25 | 50
VRF Condensing Unit | LF1-CU-R02-MOD-1 | Sheetmetal | Split Systems Air Cooled Condensing Unit | Air Purification Co. | Mitsubishi | TUHYE0964AN40AN | 17P0004750T83S | 8 | TONS | 12.4698 | 6000 | H-CU-AIR-DX-10 | Condensing Unit | Air Cooled | Direct Expansion | 10 | TONS | 20 | 2023-03-01 | 6 | B1 | ROOF |  |  |  | Direct Expansion | Reciprocating | nan | nan | nan | nan |  |  |  | 2 | 5 | 10 | 25 | 50
VRF Condensing Unit | LF1-CU-R02-MOD-2 | Sheetmetal | Split Systems Air Cooled Condensing Unit | Air Purification Co. | Mitsubishi | TUHYE0964AN40AN | 18P0005450T83S | 8 | TONS | 12.4698 | 6000 | H-CU-AIR-DX-10 | Condensing Unit | Air Cooled | Direct Expansion | 10 | TONS | 20 | 2023-03-01 | 6 | B1 | ROOF |  |  |  | Direct Expansion | Reciprocating | nan | nan | nan | nan |  |  |  | 2 | 5 | 10 | 25 | 50
VRF Condensing Unit | LF1-CU-R02-MOD-3 | Sheetmetal | Split Systems Air Cooled Condensing Unit | Air Purification Co. | Mitsubishi | TUHYE0724AN40AN | 19P0003150T83Q | 6 | TONS | 8.907 | 6000 | H-CU-AIR-DX-5 | Condensing Unit | Air Cooled | Direct Expansion | 5 | TONS | 20 | 2023-03-01 | 6 | B1 | ROOF |  |  |  | Direct Expansion | Reciprocating | nan | nan | nan | nan |  |  |  | 2 | 5 | 10 | 25 | 50
VRF Condensing Unit | LF1-CU-R03 | Sheetmetal | Split Systems Air Cooled Condensing Unit | Air Purification Co. | Mitsubishi | TUHYE1204AN40AN | 1XP0006050T83U | 10 | TONS | 17.814 | 6000 | H-CU-AIR-DX-10 | Condensing Unit | Air Cooled | Direct Expansion | 10 | TONS | 20 | 2023-03-01 | 6 | B1 | ROOF |  |  |  | Direct Expansion | Reciprocating | nan | nan | nan | nan |  |  |  | 2 | 5 | 10 | 25 | 50
VRF Condensing Unit | LF2-CU-R01-MOD-1 | Sheetmetal | Split Systems Air Cooled Condensing Unit | Air Purification Co. | Mitsubishi | TUHYE1444AN40AN | 1XP0002850T83W | 12 | TONS | 10.6884 | 6000 | H-CU-AIR-DX-10 | Condensing Unit | Air Cooled | Direct Expansion | 10 | TONS | 20 | 2023-03-01 | 6 | C1 | ROOF |  |  |  | Direct Expansion | Reciprocating | nan | nan | nan | nan |  |  |  | 2 | 5 | 10 | 25 | 50
VRF Condensing Unit | LF2-CU-R01-MOD-2 | Sheetmetal | Split Systems Air Cooled Condensing Unit | Air Purification Co. | Mitsubishi | TUHYE1204AN40AN | 1XP0006150T83U | 10 | TONS | 17.814 | 6000 | H-CU-AIR-DX-10 | Condensing Unit | Air Cooled | Direct Expansion | 10 | TONS | 20 | 2023-03-01 | 6 | C1 | ROOF |  |  |  | Direct Expansion | Reciprocating | nan | nan | nan | nan |  |  |  | 2 | 5 | 10 | 25 | 50
VRF Condensing Unit | LF2-CU-R01-MOD-3 | Sheetmetal | Split Systems Air Cooled Condensing Unit | Air Purification Co. | Mitsubishi | TUHYE1204AN40AN | 1ZP0008250T83U | 10 | TONS | 17.814 | 6000 | H-CU-AIR-DX-10 | Condensing Unit | Air Cooled | Direct Expansion | 10 | TONS | 20 | 2023-03-01 | 6 | C1 | ROOF |  |  |  | Direct Expansion | Reciprocating | nan | nan | nan | nan |  |  |  | 2 | 5 | 10 | 25 | 50
VRF Condensing Unit | LF2-CU-R02-MOD-1 | Sheetmetal | Split Systems Air Cooled Condensing Unit | Air Purification Co. | Mitsubishi | TUHYE1204AN40AN | 1ZP0007950T83U | 10 | TONS | 17.814 | 6000 | H-CU-AIR-DX-10 | Condensing Unit | Air Cooled | Direct Expansion | 10 | TONS | 20 | 2023-03-01 | 6 | C1 | ROOF |  |  |  | Direct Expansion | Reciprocating | nan | nan | nan | nan |  |  |  | 2 | 5 | 10 | 25 | 50
VRF Condensing Unit | LF2-CU-R02-MOD-2 | Sheetmetal | Split Systems Air Cooled Condensing Unit | Air Purification Co. | Mitsubishi | TUHYE1204AN40AN | 1ZP0007750T83U | 10 | TONS | 17.814 | 6000 | H-CU-AIR-DX-10 | Condensing Unit | Air Cooled | Direct Expansion | 10 | TONS | 20 | 2023-03-01 | 6 | C1 | ROOF |  |  |  | Direct Expansion | Reciprocating | nan | nan | nan | nan |  |  |  | 2 | 5 | 10 | 25 | 50
VRF Condensing Unit | LF2-CU-R03-MOD-1 | Sheetmetal | Split Systems Air Cooled Condensing Unit | Air Purification Co. | Mitsubishi | TUHYE1204AN40AN | 1ZP0007550T83U | 10 | TONS | 17.814 | 6000 | H-CU-AIR-DX-10 | Condensing Unit | Air Cooled | Direct Expansion | 10 | TONS | 20 | 2023-03-01 | 6 | C2 | ROOF |  |  |  | Direct Expansion | Reciprocating | nan | nan | nan | nan |  |  |  | 2 | 5 | 10 | 25 | 50
VRF Condensing Unit | LF2-CU-R03-MOD-2 | Sheetmetal | Split Systems Air Cooled Condensing Unit | Air Purification Co. | Mitsubishi | TUHYE0964AN40AN | 18P0005750T83S | 8 | TONS | 12.4698 | 6000 | H-CU-AIR-DX-10 | Condensing Unit | Air Cooled | Direct Expansion | 10 | TONS | 20 | 2023-03-01 | 6 | C2 | ROOF |  |  |  | Direct Expansion | Reciprocating | nan | nan | nan | nan |  |  |  | 2 | 5 | 10 | 25 | 50
VRF Condensing Unit | LF2-CU-R03-MOD-3 | Sheetmetal | Split Systems Air Cooled Condensing Unit | Air Purification Co. | Mitsubishi | TUHYE0724AN40AN | 19P0003250T83Q | 6 | TONS | 8.907 | 6000 | H-CU-AIR-DX-5 | Condensing Unit | Air Cooled | Direct Expansion | 5 | TONS | 20 | 2023-03-01 | 6 | C2 | ROOF |  |  |  | Direct Expansion | Reciprocating | nan | nan | nan | nan |  |  |  | 2 | 5 | 10 | 25 | 50
VRF Condensing Unit | LF2-CU-R04 | Sheetmetal | Split Systems Air Cooled Condensing Unit | Air Purification Co. | Mitsubishi | TRUYA0361KA70NA | 1YU014147H1D34 | 3 | TONS | 5.9228 | 6000 | H-CU-AIR-DX-2 | Condensing Unit | Air Cooled | Direct Expansion | 2 | TONS | 20 | 2023-03-01 | 4 | D - SOUTH CONNECTOR | ROOF |  |  |  | Direct Expansion | Reciprocating | nan | nan | nan | nan |  |  |  | 2 | 5 | 10 | 25 | 50
VRF Condensing Unit | LF2-CU-R05 | Sheetmetal | Split Systems Air Cooled Condensing Unit | Air Purification Co. | Mitsubishi | TRUYA0421KA70NA | 11U001987H1E30 | 3.5 | TONS | 5.9228 | 6000 | H-CU-AIR-DX-5 | Condensing Unit | Air Cooled | Direct Expansion | 5 | TONS | 20 | 2023-03-01 | 6 | C1 | ROOF |  |  |  | Direct Expansion | Reciprocating | nan | nan | nan | nan |  |  |  | 2 | 5 | 10 | 25 | 50
VRF Condensing Unit | LF2-CU-R06 | Sheetmetal | Split Systems Air Cooled Condensing Unit | Air Purification Co. | Mitsubishi | TUHYE2164AN40AN | 16W000157GFHH3 | 18 | TONS | 30.2837 | 6000 | H-CU-AIR-DX-25 | Condensing Unit | Air Cooled | Direct Expansion | 25 | TONS | 20 | 2023-03-01 | 6 | C1 | ROOF |  |  |  | Direct Expansion | Reciprocating | nan | nan | nan | nan |  |  |  | 2 | 5 | 10 | 25 | 50
VRF Condensing Unit | LF2-CU-R07 | Sheetmetal | Split Systems Air Cooled Condensing Unit | Air Purification Co. | Mitsubishi | TRUZH0241HA10NA | 1ZU001907H1L90 | 2 | TONS | 4.5013 | 6000 | H-CU-AIR-DX-2 | Condensing Unit | Air Cooled | Direct Expansion | 2 | TONS | 20 | 2023-03-01 | 6 | C1 | ROOF |  |  |  | Direct Expansion | Reciprocating | nan | nan | nan | nan |  |  |  | 2 | 5 | 10 | 25 | 50
VRF Condensing Unit | LF2-CU-R08 | Sheetmetal | Split Systems Air Cooled Condensing Unit | Air Purification Co. | Mitsubishi | TUMYP0601AK43NA | 1XU0142477SS12 | 5 | TONS | 8.907 | 6000 | H-CU-AIR-DX-5 | Condensing Unit | Air Cooled | Direct Expansion | 5 | TONS | 20 | 2023-03-01 | 4 | B - NORTH CONNECTOR | ROOF |  |  |  | Direct Expansion | Reciprocating | nan | nan | nan | nan |  |  |  | 2 | 5 | 10 | 25 | 50
VRF Condensing Unit | LF2-CU-R09 | Sheetmetal | Split Systems Air Cooled Condensing Unit | Air Purification Co. | Mitsubishi | TUHYE0724AN40AN | nan | 6 | TONS | 8.907 | 6000 | H-CU-AIR-DX-5 | Condensing Unit | Air Cooled | Direct Expansion | 5 | TONS | 20 | 2023-03-01 | 1 | C1 | EQUIPMENT YARD |  |  |  | Direct Expansion | Reciprocating | nan | nan | nan | nan |  |  |  | 2 | 5 | 10 | 25 | 50
VRF Split System | LF1-PAC-101 | Sheetmetal | Fan Coil A/C, Duct Mnt, Two Pipe | Air Purification Co. | Mitsubishi | TPCFYP036KM140B | 13M0000465TKC3 | 3 | TONS | 0.30603 | 6000 | H-FCU-DX-CLG-1000 | Fan Coil Unit | Direct Expansion | Ceiling Mounted | 1000 | CFM | 15 | 2023-03-01 | 1 | A1 | MAIN ELEC - 113A |  |  |  | Ceiling Mounted | Floor Mounted | nan | nan | nan | nan |  |  |  | 1000 | 2000
VRF Split System | LF1-PAC-102 | Sheetmetal | Fan Coil A/C, Duct Mnt, Two Pipe | Air Purification Co. | Mitsubishi | TPEFYP096MH140A | 19W010417GEHB5 | 8 | TONS | 2.057 | 6000 | H-FCU-DX-CLG-2000 | Fan Coil Unit | Direct Expansion | Ceiling Mounted | 2000 | CFM | 15 | 2023-03-01 | 1 | A1 | MSR/MDF/IDF/COMBO - 110A |  |  |  | Ceiling Mounted | Floor Mounted | nan | nan | nan | nan |  |  |  | 1000 | 2000
VRF Split System | LF1-PAC-103 | Sheetmetal | Fan Coil A/C, Duct Mnt, Two Pipe | Air Purification Co. | Mitsubishi | TPEFYP096MH140A | 19W010407GEHB5 | 8 | TONS | 2.057 | 6000 | H-FCU-DX-CLG-2000 | Fan Coil Unit | Direct Expansion | Ceiling Mounted | 2000 | CFM | 15 | 2023-03-01 | 1 | A1 | MSR/MDF/IDF/COMBO - 110A |  |  |  | Ceiling Mounted | Floor Mounted | nan | nan | nan | nan |  |  |  | 1000 | 2000
VRF Split System | LF1-PAC-104 | Sheetmetal | Fan Coil A/C, Duct Mnt, Two Pipe | Air Purification Co. | Mitsubishi | TPKFYP030KM142A | 17M0027765TKLZ | 2.5 | TONS | 0.15051 | 6000 | H-FCU-DX-CLG-1000 | Fan Coil Unit | Direct Expansion | Ceiling Mounted | 1000 | CFM | 15 | 2023-03-01 | 1 | A2 | IDF - 116A |  |  |  | Ceiling Mounted | Floor Mounted | nan | nan | nan | nan |  |  |  | 1000 | 2000
VRF Split System | LF1-PAC-105A | Sheetmetal | Fan Coil A/C, Duct Mnt, Two Pipe | Air Purification Co. | Mitsubishi | TPKFYP030KM142A | 17M0029865TKLZ | 2.5 | TONS | 0.15051 | 6000 | H-FCU-DX-CLG-1000 | Fan Coil Unit | Direct Expansion | Ceiling Mounted | 1000 | CFM | 15 | 2023-03-01 | 1 | A2 | STORAGE - LF1-1-256 |  |  |  | Ceiling Mounted | Floor Mounted | nan | nan | nan | nan |  |  |  | 1000 | 2000
VRF Split System | LF1-PAC-105B | Sheetmetal | Fan Coil A/C, Duct Mnt, Two Pipe | Air Purification Co. | Mitsubishi | TPKFYP030KM142A | 18M0037965TKLZ | 2.5 | TONS | 0.15051 | 6000 | H-FCU-DX-CLG-1000 | Fan Coil Unit | Direct Expansion | Ceiling Mounted | 1000 | CFM | 15 | 2023-03-01 | 1 | A2 | STORAGE - LF1-1-256 |  |  |  | Ceiling Mounted | Floor Mounted | nan | nan | nan | nan |  |  |  | 1000 | 2000
VRF Split System | LF1-PAC-106 | Sheetmetal | Fan Coil A/C, Duct Mnt, Two Pipe | Air Purification Co. | Mitsubishi | TPKFYP036KM140B | 13M0000465TKC3 | 3 | TONS | 0.30603 | 6000 | H-FCU-DX-CLG-1000 | Fan Coil Unit | Direct Expansion | Ceiling Mounted | 1000 | CFM | 15 | 2023-03-01 | 1 | A2 | IDF - 116A |  |  |  | Ceiling Mounted | Floor Mounted | nan | nan | nan | nan |  |  |  | 1000 | 2000
VRF Split System | LF1-PAC-107 | Sheetmetal | Fan Coil A/C, Duct Mnt, Two Pipe | Air Purification Co. | Mitsubishi | TPKFYP030KM142A | 17M0027365TKLZ | 2.5 | TONS | 0.30603 | 6000 | H-FCU-DX-CLG-1000 | Fan Coil Unit | Direct Expansion | Ceiling Mounted | 1000 | CFM | 15 | 2023-03-01 | 1 | A1 | ELEC - 115A |  |  |  | Ceiling Mounted | Floor Mounted | nan | nan | nan | nan |  |  |  | 1000 | 2000
VRF Split System | LF1-PAC-201 | Sheetmetal | Fan Coil A/C, Duct Mnt, Two Pipe | Air Purification Co. | Mitsubishi | TPKFYP024KM142A | 16M0024165TKLY | 2 | TONS | 0.30603 | 6000 | H-FCU-DX-CLG-1000 | Fan Coil Unit | Direct Expansion | Ceiling Mounted | 1000 | CFM | 15 | 2023-03-01 | 2 | A1 | ELEC- 215A |  |  |  | Ceiling Mounted | Floor Mounted | nan | nan | nan | nan |  |  |  | 1000 | 2000
VRF Split System | LF1-PAC-202 | Sheetmetal | Fan Coil A/C, Duct Mnt, Two Pipe | Air Purification Co. | Mitsubishi | TPCFYP036KM140B | 16M0003165TKC3 | 3 | TONS | 0.30603 | 6000 | H-FCU-DX-CLG-1000 | Fan Coil Unit | Direct Expansion | Ceiling Mounted | 1000 | CFM | 15 | 2023-03-01 | 2 | A2 | IDF- 216A |  |  |  | Ceiling Mounted | Floor Mounted | nan | nan | nan | nan |  |  |  | 1000 | 2000
VRF Split System | LF1-PAC-203 | Sheetmetal | Fan Coil A/C, Duct Mnt, Two Pipe | Air Purification Co. | Mitsubishi | TPCFYP036KM140B | 16M0148665TKM2 | 3 | TONS | 0.30603 | 6000 | H-FCU-DX-CLG-1000 | Fan Coil Unit | Direct Expansion | Ceiling Mounted | 1000 | CFM | 15 | 2023-03-01 | 2 | A2 | IDF- 32 |  |  |  | Ceiling Mounted | Floor Mounted | nan | nan | nan | nan |  |  |  | 1000 | 2000
VRF Split System | LF1-PAC-204 | Sheetmetal | Fan Coil A/C, Duct Mnt, Two Pipe | Air Purification Co. | Mitsubishi | TPEFYP096MH140A | 19W010047GEHB5 | 8 | TONS | 2.057 | 6000 | H-FCU-DX-CLG-2000 | Fan Coil Unit | Direct Expansion | Ceiling Mounted | 2000 | CFM | 15 | 2023-03-01 | 2 | A2 | ELEC- 33 |  |  |  | Ceiling Mounted | Floor Mounted | nan | nan | nan | nan |  |  |  | 1000 | 2000
VRF Split System | LF1-PAC-301 | Sheetmetal | Fan Coil A/C, Duct Mnt, Two Pipe | Air Purification Co. | Mitsubishi | TPKFYP024KM142A | 16M0023965TKLY | 2 | TONS | 0.30603 | 6000 | H-FCU-DX-CLG-1000 | Fan Coil Unit | Direct Expansion | Ceiling Mounted | 1000 | CFM | 15 | 2023-03-01 | 3 | A1 | ELEC - 315A |  |  |  | Ceiling Mounted | Floor Mounted | nan | nan | nan | nan |  |  |  | 1000 | 2000
VRF Split System | LF1-PAC-302 | Sheetmetal | Fan Coil A/C, Duct Mnt, Two Pipe | Air Purification Co. | Mitsubishi | TPCFYP036KM140B | 16M0002565TKC3 | 3 | TONS | 0.30603 | 6000 | H-FCU-DX-CLG-1000 | Fan Coil Unit | Direct Expansion | Ceiling Mounted | 1000 | CFM | 15 | 2023-03-01 | 3 | A2 | IDF- 316A |  |  |  | Ceiling Mounted | Floor Mounted | nan | nan | nan | nan |  |  |  | 1000 | 2000
VRF Split System | LF1-PAC-401 | Sheetmetal | Fan Coil A/C, Duct Mnt, Two Pipe | Air Purification Co. | Mitsubishi | TPKFYP024KM142A | 16M0032765TKLY | 2 | TONS | 0.30603 | 6000 | H-FCU-DX-CLG-1000 | Fan Coil Unit | Direct Expansion | Ceiling Mounted | 1000 | CFM | 15 | 2023-03-01 | 4 | A1 | ELEC - 415A |  |  |  | Ceiling Mounted | Floor Mounted | nan | nan | nan | nan |  |  |  | 1000 | 2000
VRF Split System | LF1-PAC-402 | Sheetmetal | Fan Coil A/C, Duct Mnt, Two Pipe | Air Purification Co. | Mitsubishi | TPCFYP036KM140B | 16M0003065TKC3 | 3 | TONS | 0.30603 | 6000 | H-FCU-DX-CLG-1000 | Fan Coil Unit | Direct Expansion | Ceiling Mounted | 1000 | CFM | 15 | 2023-03-01 | 4 | A2 | IDF- 416A |  |  |  | Ceiling Mounted | Floor Mounted | nan | nan | nan | nan |  |  |  | 1000 | 2000
VRF Split System | LF1-PAC-501 | Sheetmetal | Fan Coil A/C, Duct Mnt, Two Pipe | Air Purification Co. | Mitsubishi | TPKFYP024KM142A | 16M0026865TKLY | 2 | TONS | 0.30603 | 6000 | H-FCU-DX-CLG-1000 | Fan Coil Unit | Direct Expansion | Ceiling Mounted | 1000 | CFM | 15 | 2023-03-01 | 5 | A1 | ELEC - 515A |  |  |  | Ceiling Mounted | Floor Mounted | nan | nan | nan | nan |  |  |  | 1000 | 2000
VRF Split System | LF1-PAC-502 | Sheetmetal | Fan Coil A/C, Duct Mnt, Two Pipe | Air Purification Co. | Mitsubishi | TPCFYP036KM140B | 17M0003565TKC3 | 3 | TONS | 0.30603 | 6000 | H-FCU-DX-CLG-1000 | Fan Coil Unit | Direct Expansion | Ceiling Mounted | 1000 | CFM | 15 | 2023-03-01 | 5 | A2 | IDF - 516A |  |  |  | Ceiling Mounted | Floor Mounted | nan | nan | nan | nan |  |  |  | 1000 | 2000
VRF Split System | LF2-PAC-101 | Sheetmetal | Fan Coil A/C, Duct Mnt, Two Pipe | Air Purification Co. | Mitsubishi | TPCA0A0421KA70A | 18M0005265TKC7 | 3.5 | TONS | 0.5017 | 6000 | H-FCU-DX-CLG-1000 | Fan Coil Unit | Direct Expansion | Ceiling Mounted | 1000 | CFM | 15 | 2023-03-01 | 1 | C1.1 | MDF/IDF - 123C |  |  |  | Ceiling Mounted | Floor Mounted | nan | nan | nan | nan |  |  |  | 1000 | 2000
VRF Split System | LF2-PAC-102 | Sheetmetal | Fan Coil A/C, Duct Mnt, Two Pipe | Air Purification Co. | Mitsubishi | TPEFYP072MH140A | 1XW014687GEHB4 | 6 | TONS | 1.9315 | 6000 | H-FCU-DX-CLG-2000 | Fan Coil Unit | Direct Expansion | Ceiling Mounted | 2000 | CFM | 15 | 2023-03-01 | 1 | C1.1 | MAIN ELEC - 121C |  |  |  | Ceiling Mounted | Floor Mounted | nan | nan | nan | nan |  |  |  | 1000 | 2000
VRF Split System | LF2-PAC-103 | Sheetmetal | Fan Coil A/C, Duct Mnt, Two Pipe | Air Purification Co. | Mitsubishi | TPEFYP096MH140A | 19W010207GEHB5 | 8 | TONS | 2.057 | 6000 | H-FCU-DX-CLG-2000 | Fan Coil Unit | Direct Expansion | Ceiling Mounted | 2000 | CFM | 15 | 2023-03-01 | 1 | C1.3 | RGI OPEN LAB LF2-1-216 |  |  |  | Ceiling Mounted | Floor Mounted | nan | nan | nan | nan |  |  |  | 1000 | 2000
VRF Split System | LF2-PAC-104 | Sheetmetal | Fan Coil A/C, Duct Mnt, Two Pipe | Air Purification Co. | Mitsubishi | nan | Not installed |  | TONS |  | 6000 | H-FCU-DX-CLG-1000 | Fan Coil Unit | Direct Expansion | Ceiling Mounted | 1000 | CFM | 15 | 2023-03-01 |  | nan | nan |  |  |  | Ceiling Mounted | Floor Mounted | nan | nan | nan | nan |  |  |  | 1000 | 2000
VRF Split System | LF2-PAC-105 | Sheetmetal | Fan Coil A/C, Duct Mnt, Two Pipe | Air Purification Co. | Mitsubishi | TPLFYP048EM140B | 19M0037065TLAM | 4 | TONS | 0.31858 | 6000 | H-FCU-DX-CLG-1000 | Fan Coil Unit | Direct Expansion | Ceiling Mounted | 1000 | CFM | 15 | 2023-03-01 | 1 | C2.3 | CHAMBER ROOM - LF2-1-207 |  |  |  | Ceiling Mounted | Floor Mounted | nan | nan | nan | nan |  |  |  | 1000 | 2000
VRF Split System | LF2-PAC-106 | Sheetmetal | Fan Coil A/C, Duct Mnt, Two Pipe | Air Purification Co. | Mitsubishi | TPLFYP048EM140B | 19M0035465TLAM | 4 | TONS | 0.31858 | 6000 | H-FCU-DX-CLG-1000 | Fan Coil Unit | Direct Expansion | Ceiling Mounted | 1000 | CFM | 15 | 2023-03-01 | 1 | C2.3 | CHAMBER ROOM - LF2-1-207 |  |  |  | Ceiling Mounted | Floor Mounted | nan | nan | nan | nan |  |  |  | 1000 | 2000
VRF Split System | LF2-PAC-107 | Sheetmetal | Fan Coil A/C, Duct Mnt, Two Pipe | Air Purification Co. | Mitsubishi | TPLFYP048EM140B | 19M0036765TLAM | 4 | TONS | 0.31858 | 6000 | H-FCU-DX-CLG-1000 | Fan Coil Unit | Direct Expansion | Ceiling Mounted | 1000 | CFM | 15 | 2023-03-01 | 1 | C2.3 | CHAMBER ROOM - LF2-1-207 |  |  |  | Ceiling Mounted | Floor Mounted | nan | nan | nan | nan |  |  |  | 1000 | 2000
VRF Split System | LF2-PAC-108 | Sheetmetal | Fan Coil A/C, Duct Mnt, Two Pipe | Air Purification Co. | Mitsubishi | TPLFYP048EM140B | 19M0037465TLAM | 4 | TONS | 0.31858 | 6000 | H-FCU-DX-CLG-1000 | Fan Coil Unit | Direct Expansion | Ceiling Mounted | 1000 | CFM | 15 | 2023-03-01 | 1 | C2.3 | CHAMBER ROOM - LF2-1-207 |  |  |  | Ceiling Mounted | Floor Mounted | nan | nan | nan | nan |  |  |  | 1000 | 2000
VRF Split System | LF2-PAC-109 | Sheetmetal | Fan Coil A/C, Duct Mnt, Two Pipe | Air Purification Co. | Mitsubishi | TPKFYP030KM142A | 18M0045865TKLZ | 2.5 | TONS | 0.15051 | 6000 | H-FCU-DX-CLG-1000 | Fan Coil Unit | Direct Expansion | Ceiling Mounted | 1000 | CFM | 15 | 2023-03-01 | 1 | C1.2 | PUMP ROOM - LF2-1-108 |  |  |  | Ceiling Mounted | Floor Mounted | nan | nan | nan | nan |  |  |  | 1000 | 2000
VRF Split System | LF2-PAC-110 | Sheetmetal | Fan Coil A/C, Duct Mnt, Two Pipe | Air Purification Co. | Mitsubishi | TPEADA0241AA70A | 1ZR0083730P905 | 2 | TONS | 0.15051 | 6000 | H-FCU-DX-CLG-1000 | Fan Coil Unit | Direct Expansion | Ceiling Mounted | 1000 | CFM | 15 | 2023-03-01 | 1 | C1.1 | HALLWAY - LF2-1-100 |  |  |  | Ceiling Mounted | Floor Mounted | nan | nan | nan | nan |  |  |  | 1000 | 2000
VRF Split System | LF2-PAC-111 | Sheetmetal | Fan Coil A/C, Duct Mnt, Two Pipe | Air Purification Co. | Mitsubishi | TPLFYP048EM140B | 19M0037665TLAM | 4 | TONS | 0.31858 | 6000 | H-FCU-DX-CLG-1000 | Fan Coil Unit | Direct Expansion | Ceiling Mounted | 1000 | CFM | 15 | 2023-03-01 | 1 | C1.3 | RELIABILITY CHAMBERS - LF2-1-104 |  |  |  | Ceiling Mounted | Floor Mounted | nan | nan | nan | nan |  |  |  | 1000 | 2000
VRF Split System | LF2-PAC-112 | Sheetmetal | Fan Coil A/C, Duct Mnt, Two Pipe | Air Purification Co. | Mitsubishi | TPLFYP048EM140B | 19M0035665TLAM | 4 | TONS | 0.31858 | 6000 | H-FCU-DX-CLG-1000 | Fan Coil Unit | Direct Expansion | Ceiling Mounted | 1000 | CFM | 15 | 2023-03-01 | 1 | C1.1 | RELIABILITY CHAMBERS - LF2-1-104 |  |  |  | Ceiling Mounted | Floor Mounted | nan | nan | nan | nan |  |  |  | 1000 | 2000
VRF Split System | LF2-PAC-113 | Sheetmetal | Fan Coil A/C, Duct Mnt, Two Pipe | Air Purification Co. | Mitsubishi | TPLFYP048EM140B | 19M0036365TLAM | 4 | TONS | 0.31858 | 6000 | H-FCU-DX-CLG-1000 | Fan Coil Unit | Direct Expansion | Ceiling Mounted | 1000 | CFM | 15 | 2023-03-01 | 1 | C1.1 | RELIABILITY CHAMBERS - LF2-1-104 |  |  |  | Ceiling Mounted | Floor Mounted | nan | nan | nan | nan |  |  |  | 1000 | 2000
VRF Split System | LF2-PAC-114 | Sheetmetal | Fan Coil A/C, Duct Mnt, Two Pipe | Air Purification Co. | Mitsubishi | TPLFYP048EM140B | 19M0036065TLAM | 4 | TONS | 0.31858 | 6000 | H-FCU-DX-CLG-1000 | Fan Coil Unit | Direct Expansion | Ceiling Mounted | 1000 | CFM | 15 | 2023-03-01 | 1 | C1.1 | RELIABILITY CHAMBERS - LF2-1-104 |  |  |  | Ceiling Mounted | Floor Mounted | nan | nan | nan | nan |  |  |  | 1000 | 2000
VRF Split System | LF2-PAC-115 | Sheetmetal | Fan Coil A/C, Duct Mnt, Two Pipe | Air Purification Co. | Mitsubishi | TPCFYP036KM140B | 17M0004665TKC3 | 3 | TONS | 0.30603 | 6000 | H-FCU-DX-CLG-1000 | Fan Coil Unit | Direct Expansion | Ceiling Mounted | 1000 | CFM | 15 | 2023-03-01 | 1 | C1.2 | RGI PACKAGING & STORAGE - LF2-1-107 |  |  |  | Ceiling Mounted | Floor Mounted | nan | nan | nan | nan |  |  |  | 1000 | 2000
VRF Split System | LF2-PAC-116 | Sheetmetal | Fan Coil A/C, Duct Mnt, Two Pipe | Air Purification Co. | Mitsubishi | TPCFYP036KM140B | 18M0007165TKC3 | 3 | TONS | 0.30603 | 6000 | H-FCU-DX-CLG-1000 | Fan Coil Unit | Direct Expansion | Ceiling Mounted | 1000 | CFM | 15 | 2023-03-01 | 1 | C1.2 | RGI PACKAGING & STORAGE - LF2-1-107 |  |  |  | Ceiling Mounted | Floor Mounted | nan | nan | nan | nan |  |  |  | 1000 | 2000
VRF Split System | LF2-PAC-201 | Sheetmetal | Fan Coil A/C, Duct Mnt, Two Pipe | Air Purification Co. | Mitsubishi | TPEFYP096MH140A | 19W010437GEHB5 | 8 | TONS | 2.057 | 6000 | H-FCU-DX-CLG-1000 | Fan Coil Unit | Direct Expansion | Ceiling Mounted | 1000 | CFM | 15 | 2023-03-01 | 2 | C1 | TISSUE STORAGE CLOSET - LF2-2-111 |  |  |  | Ceiling Mounted | Floor Mounted | nan | nan | nan | nan |  |  |  | 1000 | 2000
VRF Split System | LF2-PAC-203 | Sheetmetal | Fan Coil A/C, Duct Mnt, Two Pipe | Air Purification Co. | Mitsubishi | TPKA0A0361KA70A | 16M0148665TKM2 | 3 | TONS | 0.30603 | 6000 | H-FCU-DX-CLG-1000 | Fan Coil Unit | Direct Expansion | Ceiling Mounted | 1000 | CFM | 15 | 2023-03-01 | 2 | D - SOUTH CONNECTOR | IDF - LF2-2-332 |  |  |  | Ceiling Mounted | Floor Mounted | nan | nan | nan | nan |  |  |  | 1000 | 2000
VRF Split System | LF2-PAC-204 | Sheetmetal | Fan Coil A/C, Duct Mnt, Two Pipe | Air Purification Co. | Mitsubishi | TPEFYP096MH140A | 19W010047GEHB5 | 8 | TONS | 2.057 | 6000 | H-FCU-DX-CLG-2000 | Fan Coil Unit | Direct Expansion | Ceiling Mounted | 2000 | CFM | 15 | 2023-03-01 | 2 | C1 | R&D SERVER ROOM - LF2-2-110 |  |  |  | Ceiling Mounted | Floor Mounted | nan | nan | nan | nan |  |  |  | 1000 | 2000
VRF Split System | LF2-PAC-205 | Sheetmetal | Fan Coil A/C, Duct Mnt, Two Pipe | Air Purification Co. | Mitsubishi | TPEFYP096MH140A | 19W010057GEHB5 | 8 | TONS | 2.057 | 6000 | H-FCU-DX-CLG-2000 | Fan Coil Unit | Direct Expansion | Ceiling Mounted | 2000 | CFM | 15 | 2023-03-01 | 2 | C1 | R&D SERVER ROOM - LF2-2-110 |  |  |  | Ceiling Mounted | Floor Mounted | nan | nan | nan | nan |  |  |  | 1000 | 2000
VRF Split System | LF2-PAC-206 | Sheetmetal | Fan Coil A/C, Duct Mnt, Two Pipe | Air Purification Co. | Mitsubishi | TPEFYP096MH140A | 19W010427GEHB5 | 8 | TONS | 2.057 | 6000 | H-FCU-DX-CLG-2000 | Fan Coil Unit | Direct Expansion | Ceiling Mounted | 2000 | CFM | 15 | 2023-03-01 | 2 | C1 | R&D SERVER ROOM - LF2-2-110 |  |  |  | Ceiling Mounted | Floor Mounted | nan | nan | nan | nan |  |  |  | 1000 | 2000
VRF Split System | LF2-PAC-207 | Sheetmetal | Fan Coil A/C, Duct Mnt, Two Pipe | Air Purification Co. | Mitsubishi | TPLFYP048EM140B | 19M0036565TLAM | 4 | TONS | 0.31858 | 6000 | H-FCU-DX-CLG-1000 | Fan Coil Unit | Direct Expansion | Ceiling Mounted | 1000 | CFM | 15 | 2023-03-01 | 2 | C2 | 3D PRINTERS - LF2-2-212 |  |  |  | Ceiling Mounted | Floor Mounted | nan | nan | nan | nan |  |  |  | 1000 | 2000
VRF Split System | LF2-PAC-208 | Sheetmetal | Fan Coil A/C, Duct Mnt, Two Pipe | Air Purification Co. | Mitsubishi | TPLFYP048EM140B | 19M0037165TLAM | 4 | TONS | 0.31858 | 6000 | H-FCU-DX-CLG-1000 | Fan Coil Unit | Direct Expansion | Ceiling Mounted | 1000 | CFM | 15 | 2023-03-01 | 2 | C2 | 3D PRINTERS - LF2-2-212 |  |  |  | Ceiling Mounted | Floor Mounted | nan | nan | nan | nan |  |  |  | 1000 | 2000
VRF Split System | LF2-PAC-209 | Sheetmetal | Fan Coil A/C, Duct Mnt, Two Pipe | Air Purification Co. | Mitsubishi | TPLFYP048EM140B | 19M0036965TLAM | 4 | TONS | 0.31858 | 6000 | H-FCU-DX-CLG-1000 | Fan Coil Unit | Direct Expansion | Ceiling Mounted | 1000 | CFM | 15 | 2023-03-01 | 2 | C2 | STERILIZATION - LF2-2-138 |  |  |  | Ceiling Mounted | Floor Mounted | nan | nan | nan | nan |  |  |  | 1000 | 2000
VRF Split System | LF2-PAC-210 | Sheetmetal | Fan Coil A/C, Duct Mnt, Two Pipe | Air Purification Co. | Mitsubishi | TPCFYP036KM140B | 17M0004865TKC3 | 3 | TONS | 0.22838 | 6000 | H-FCU-DX-CLG-1000 | Fan Coil Unit | Direct Expansion | Ceiling Mounted | 1000 | CFM | 15 | 2023-03-01 | 2 | B - NORTH CONNECTOR | IDF - 32 (LF1-2-268) |  |  |  | Ceiling Mounted | Floor Mounted | nan | nan | nan | nan |  |  |  | 1000 | 2000
VRF Split System | LF2-PAC-211 | Sheetmetal | Fan Coil A/C, Duct Mnt, Two Pipe | Air Purification Co. | Mitsubishi | TPKFYP024KM142A | 16M00023265TKLY | 2 | TONS | 0.22838 | 6000 | H-FCU-DX-CLG-1000 | Fan Coil Unit | Direct Expansion | Ceiling Mounted | 1000 | CFM | 15 | 2023-03-01 | 2 | B - NORTH CONNECTOR | ELEC - 33 (LF1-2-267) |  |  |  | Ceiling Mounted | Floor Mounted | nan | nan | nan | nan |  |  |  | 1000 | 2000
VRF Split System | LF2-PAC-301 | Sheetmetal | Fan Coil A/C, Duct Mnt, Two Pipe | Air Purification Co. | Mitsubishi | TPEFYP096MH140A | 19W010217GEHB5 | 8 | TONS | 2.057 | 6000 | H-FCU-DX-CLG-2000 | Fan Coil Unit | Direct Expansion | Ceiling Mounted | 2000 | CFM | 15 | 2023-03-01 | 3 | C1 | STORAGE - LF2-3-154 |  |  |  | Ceiling Mounted | Floor Mounted | nan | nan | nan | nan |  |  |  | 1000 | 2000
VRF Split System | LF2-PAC-401 | Sheetmetal | Fan Coil A/C, Duct Mnt, Two Pipe | Air Purification Co. | Mitsubishi | TPEFYP072MH140A | 1XW014997GEHB4 | 6 | TONS | 1.9315 | 6000 | H-FCU-DX-CLG-2000 | Fan Coil Unit | Direct Expansion | Ceiling Mounted | 2000 | CFM | 15 | 2023-03-01 | 4 | C1 | STORAGE - LF2-4-153 |  |  |  | Ceiling Mounted | Floor Mounted | nan | nan | nan | nan |  |  |  | 1000 | 2000
VRF Split System | LF2-PAC-501 | Sheetmetal | Fan Coil A/C, Duct Mnt, Two Pipe | Air Purification Co. | Mitsubishi | TPEFYP054MH142A | 19W004937GEHA8 | 4.5 | TONS | 0.8278 | 6000 | H-FCU-DX-CLG-1000 | Fan Coil Unit | Direct Expansion | Ceiling Mounted | 1000 | CFM | 15 | 2023-03-01 | 5 | C1 | STORAGE - LF2-5-153 |  |  |  | Ceiling Mounted | Floor Mounted | nan | nan | nan | nan |  |  |  | 1000 | 2000
Compressed Air/Vacuum Receiver | LF2-WR-201 | Pipefitting | Air Compressor | Trane | Ingersoll Rand | PNLD II 28 MP | nan | 660 | GAL | 0 | 6000 | P-AC-AIR-RCV-15 | Air Compressor | Air Cooled | Receiver | 15 | HP | 15 | 2023-03-01 | 2 | C1 | RO/DI & CCA ROOM - LF2-2-137 |  |  |  | Receiver | Screw | nan | nan | nan | nan |  |  |  | 5 | 15 | 50 | 100 | 250
Compressed Air/Vacuum Receiver | LF2-WR-201 | Pipefitting | Air Compressor | Trane | Ingersoll Rand | PNLD II 28 MP | nan | 400 | GAL | 0 | 6000 | P-AC-AIR-RCV-15 | Air Compressor | Air Cooled | Receiver | 15 | HP | 15 | 2023-03-01 | 2 | C1 | RO/DI & CCA ROOM - LF2-2-137 |  |  |  | Receiver | Screw | nan | nan | nan | nan |  |  |  | 5 | 15 | 50 | 100 | 250
Lab Air Compressor | LF2-LAC-201 | Pipefitting | Air Compressor | Trane | Ingersoll Rand | WS30Q-A145-E | nan | 101 | ACFM | 40 | 6000 | P-AC-AIR-SCW-50 | Air Compressor | Air Cooled | Screw | 50 | HP | 15 | 2023-03-01 | 2 | C1 | RO/DI & CCA ROOM - LF2-2-137 |  |  |  | Receiver | Screw | nan | nan | nan | nan |  |  |  | 15 | 50 | 100 | 250
Lab Air Compressor | LF2-LAC-202 | Pipefitting | Air Compressor | Trane | Ingersoll Rand | WS30Q-A145-E | nan | 101 | ACFM | 40 | 6000 | P-AC-AIR-SCW-50 | Air Compressor | Air Cooled | Screw | 50 | HP | 15 | 2023-03-01 | 2 | C1 | RO/DI & CCA ROOM - LF2-2-137 |  |  |  | Receiver | Screw | nan | nan | nan | nan |  |  |  | 15 | 50 | 100 | 250
Lab Air Dryer | LF2-DD-201 | Pipefitting | Air Compressor | Trane | Ingersoll Rand | HB2004HN40H | nan | 250 | SCFM | 4.0522 | 6000 | P-AC-AD-DES-2000 | Air Dryer | Air Dryer | Desiccant | 2000 | CFM | 15 | 2023-03-01 | 2 | C1 | RO/DI & CCA ROOM - LF2-2-137 |  |  |  | Desiccant | Refrigerated | nan | nan | nan | nan |  |  |  | 2000 | 5000 | 10000 | 15000
Lab Air Dryer | LF2-DD-202 | Pipefitting | Air Compressor | Trane | Ingersoll Rand | HB2004HN40H | WCH1056124 | 250 | SCFM | 4.0522 | 6000 | P-AC-AD-DES-2000 | Air Dryer | Air Dryer | Desiccant | 2000 | CFM | 15 | 2023-03-01 | 2 | C1 | RO/DI & CCA ROOM - LF2-2-137 |  |  |  | Desiccant | Refrigerated | nan | nan | nan | nan |  |  |  | 2000 | 5000 | 10000 | 15000
Lab Vacuum Pump | LF2-LVP-201 | Pipefitting | Air Compressor | Air Purification Co. | Powerex | LVVD0404S0036169 | (H)4/25/2022-S36169-649 | 101 | ACFM | 40 | 6000 | P-AC-AIR-SCW-50 | Air Compressor | Air Cooled | Screw | 50 | HP | 15 | 2023-03-01 | 2 | C1 | RO/DI & CCA ROOM - LF2-2-137 |  |  |  | Receiver | Screw | nan | nan | nan | nan |  |  |  | 15 | 50 | 100 | 250
Chiller (Air Cooled) | LF2-CH-101 | Pipefitting | Chiller, Scroll, Air Cooled | Trane | Trane | CGAM040F2**2AXJ2A1A1A1HX* A1D1A4XXX8B1B1A3A1D1XXC*X | nan | 40 | TONS | 71.02 | 3000 | H-CH-AIR-SCR-40 | Chiller | Air Cooled | Scroll | 40 | TONS | 20 | 2023-03-01 | 1 | C1 | EQUIPMENT YARD |  |  |  | Package with Pump | Screw | Scroll | nan | nan | nan |  |  |  | 20 | 40 | 60 | 80 | 100 | 150 | 200
Makeup Air Unit | LF-RTU-R05 | Sheetmetal | Kitchen Exhaust/Make-up Air | Trane | Trane | OANE648E4-C0C400JR-AR00AC00020000F0BA5 | nan | 8500 | CFM | 7.5 | 5000 | H-MAU-GAS-IDT-10000 | Make-up Air Unit | Gas-Fired | Indirect Fired | 10000 | CFM | 15 | 2023-03-01 |  | nan | nan |  |  |  | Direct Fired | Indirect Fired | nan | nan | nan | nan |  |  |  | 5000 | 10000 | 20000 | 40000
nan | nan | nan | nan | nan | nan | nan | nan |  | nan |  |  | NO ID | nan | nan | nan |  | nan |  |  |  | nan | nan |  |  |  | nan | nan | nan | nan | nan | nan
nan | nan | nan | nan | nan | nan | nan | nan |  | nan |  |  | NO ID | nan | nan | nan |  | nan |  |  |  | nan | nan |  |  |  | nan | nan | nan | nan | nan | nan
nan | nan | nan | nan | nan | nan | nan | nan |  | nan |  |  | H-SS-DX--3 | Ductless Split System | Direct Expansion | No Electric Heat | 3 | TONS | 15 |  |  | nan | nan |  |  |  | Electric Heat | No Electric Heat | nan | nan | nan | nan |  |  |  | 1 | 3
nan | nan | nan | nan | nan | nan | nan | nan |  | nan |  |  | NO ID | nan | nan | nan |  | nan |  |  |  | nan | nan |  |  |  | nan | nan | nan | nan | nan | nan
nan | nan | nan | nan | nan | nan | nan | nan |  | nan |  |  | NO ID | nan | nan | nan |  | nan |  |  |  | nan | nan |  |  |  | nan | nan | nan | nan | nan | nan
nan | nan | nan | nan | nan | nan | nan | nan |  | nan |  |  | NO ID | nan | nan | nan |  | nan |  |  |  | nan | nan |  |  |  | nan | nan | nan | nan | nan | nan
nan | nan | nan | nan | nan | nan | nan | nan |  | nan |  |  | NO ID | nan | nan | nan |  | nan |  |  |  | nan | nan |  |  |  | nan | nan | nan | nan | nan | nan
nan | nan | nan | nan | nan | nan | nan | nan |  | nan |  |  | NO ID | nan | nan | nan |  | nan |  |  |  | nan | nan |  |  |  | nan | nan | nan | nan | nan | nan
nan | nan | nan | nan | nan | nan | nan | nan |  | nan |  |  | NO ID | nan | nan | nan |  | nan |  |  |  | nan | nan |  |  |  | nan | nan | nan | nan | nan | nan
nan | nan | nan | nan | nan | nan | nan | nan |  | nan |  |  | NO ID | nan | nan | nan |  | nan |  |  |  | nan | nan |  |  |  | nan | nan | nan | nan | nan | nan
nan | nan | nan | nan | nan | nan | nan | nan |  | nan |  |  | NO ID | nan | nan | nan |  | nan |  |  |  | nan | nan |  |  |  | nan | nan | nan | nan | nan | nan
nan | nan | nan | nan | nan | nan | nan | nan |  | nan |  |  | NO ID | nan | nan | nan |  | nan |  |  |  | nan | nan |  |  |  | nan | nan | nan | nan | nan | nan
nan | nan | nan | nan | nan | nan | nan | nan |  | nan |  |  | NO ID | nan | nan | nan |  | nan |  |  |  | nan | nan |  |  |  | nan | nan | nan | nan | nan | nan
nan | nan | nan | nan | nan | nan | nan | nan |  | nan |  |  | NO ID | nan | nan | nan |  | nan |  |  |  | nan | nan |  |  |  | nan | nan | nan | nan | nan | nan
nan | nan | nan | nan | nan | nan | nan | nan |  | nan |  |  | NO ID | nan | nan | nan |  | nan |  |  |  | nan | nan |  |  |  | nan | nan | nan | nan | nan | nan
nan | nan | nan | nan | nan | nan | nan | nan |  | nan |  |  | NO ID | nan | nan | nan |  | nan |  |  |  | nan | nan |  |  |  | nan | nan | nan | nan | nan | nan
nan | nan | nan | nan | nan | nan | nan | nan |  | nan |  |  | NO ID | nan | nan | nan |  | nan |  |  |  | nan | nan |  |  |  | nan | nan | nan | nan | nan | nan
nan | nan | nan | nan | nan | nan | nan | nan |  | nan |  |  | NO ID | nan | nan | nan |  | nan |  |  |  | nan | nan |  |  |  | nan | nan | nan | nan | nan | nan
nan | nan | nan | nan | nan | nan | nan | nan |  | nan |  |  | NO ID | nan | nan | nan |  | nan |  |  |  | nan | nan |  |  |  | nan | nan | nan | nan | nan | nan
nan | nan | nan | nan | nan | nan | nan | nan |  | nan |  |  | NO ID | nan | nan | nan |  | nan |  |  |  | nan | nan |  |  |  | nan | nan | nan | nan | nan | nan
nan | nan | nan | nan | nan | nan | nan | nan |  | nan |  |  | NO ID | nan | nan | nan |  | nan |  |  |  | nan | nan |  |  |  | nan | nan | nan | nan | nan | nan
nan | nan | nan | nan | nan | nan | nan | nan |  | nan |  |  | NO ID | nan | nan | nan |  | nan |  |  |  | nan | nan |  |  |  | nan | nan | nan | nan | nan | nan
nan | nan | nan | nan | nan | nan | nan | nan |  | nan |  |  | NO ID | nan | nan | nan |  | nan |  |  |  | nan | nan |  |  |  | nan | nan | nan | nan | nan | nan
nan | nan | nan | nan | nan | nan | nan | nan |  | nan |  |  | NO ID | nan | nan | nan |  | nan |  |  |  | nan | nan |  |  |  | nan | nan | nan | nan | nan | nan
nan | nan | nan | nan | nan | nan | nan | nan |  | nan |  |  | NO ID | nan | nan | nan |  | nan |  |  |  | nan | nan |  |  |  | nan | nan | nan | nan | nan | nan
nan | nan | nan | nan | nan | nan | nan | nan |  | nan |  |  | NO ID | nan | nan | nan |  | nan |  |  |  | nan | nan |  |  |  | nan | nan | nan | nan | nan | nan
nan | nan | nan | nan | nan | nan | nan | nan |  | nan |  |  | NO ID | nan | nan | nan |  | nan |  |  |  | nan | nan |  |  |  | nan | nan | nan | nan | nan | nan
nan | nan | nan | nan | nan | nan | nan | nan |  | nan |  |  | NO ID | nan | nan | nan |  | nan |  |  |  | nan | nan |  |  |  | nan | nan | nan | nan | nan | nan
nan | nan | nan | nan | nan | nan | nan | nan |  | nan |  |  | NO ID | nan | nan | nan |  | nan |  |  |  | nan | nan |  |  |  | nan | nan | nan | nan | nan | nan
nan | nan | nan | nan | nan | nan | nan | nan |  | nan |  |  | NO ID | nan | nan | nan |  | nan |  |  |  | nan | nan |  |  |  | nan | nan | nan | nan | nan | nan
nan | nan | nan | nan | nan | nan | nan | nan |  | nan |  |  | NO ID | nan | nan | nan |  | nan |  |  |  | nan | nan |  |  |  | nan | nan | nan | nan | nan | nan
nan | nan | nan | nan | nan | nan | nan | nan |  | nan |  |  | NO ID | nan | nan | nan |  | nan |  |  |  | nan | nan |  |  |  | nan | nan | nan | nan | nan | nan
nan | nan | nan | nan | nan | nan | nan | nan |  | nan |  |  | NO ID | nan | nan | nan |  | nan |  |  |  | nan | nan |  |  |  | nan | nan | nan | nan | nan | nan
nan | nan | nan | nan | nan | nan | nan | nan |  | nan |  |  | NO ID | nan | nan | nan |  | nan |  |  |  | nan | nan |  |  |  | nan | nan | nan | nan | nan | nan
nan | nan | nan | nan | nan | nan | nan | nan |  | nan |  |  | NO ID | nan | nan | nan |  | nan |  |  |  | nan | nan |  |  |  | nan | nan | nan | nan | nan | nan
nan | nan | nan | nan | nan | nan | nan | nan |  | nan |  |  | NO ID | nan | nan | nan |  | nan |  |  |  | nan | nan |  |  |  | nan | nan | nan | nan | nan | nan
nan | nan | nan | nan | nan | nan | nan | nan |  | nan |  |  | NO ID | nan | nan | nan |  | nan |  |  |  | nan | nan |  |  |  | nan | nan | nan | nan | nan | nan
nan | nan | nan | nan | nan | nan | nan | nan |  | nan |  |  | NO ID | nan | nan | nan |  | nan |  |  |  | nan | nan |  |  |  | nan | nan | nan | nan | nan | nan
nan | nan | nan | nan | nan | nan | nan | nan |  | nan |  |  | NO ID | nan | nan | nan |  | nan |  |  |  | nan | nan |  |  |  | nan | nan | nan | nan | nan | nan
nan | nan | nan | nan | nan | nan | nan | nan |  | nan |  |  | NO ID | nan | nan | nan |  | nan |  |  |  | nan | nan |  |  |  | nan | nan | nan | nan | nan | nan
nan | nan | nan | nan | nan | nan | nan | nan |  | nan |  |  | NO ID | nan | nan | nan |  | nan |  |  |  | nan | nan |  |  |  | nan | nan | nan | nan | nan | nan
nan | nan | nan | nan | nan | nan | nan | nan |  | nan |  |  | NO ID | nan | nan | nan |  | nan |  |  |  | nan | nan |  |  |  | nan | nan | nan | nan | nan | nan
nan | nan | nan | nan | nan | nan | nan | nan |  | nan |  |  | NO ID | nan | nan | nan |  | nan |  |  |  | nan | nan |  |  |  | nan | nan | nan | nan | nan | nan
nan | nan | nan | nan | nan | nan | nan | nan |  | nan |  |  | NO ID | nan | nan | nan |  | nan |  |  |  | nan | nan |  |  |  | nan | nan | nan | nan | nan | nan
nan | nan | nan | nan | nan | nan | nan | nan |  | nan |  |  | NO ID | nan | nan | nan |  | nan |  |  |  | nan | nan |  |  |  | nan | nan | nan | nan | nan | nan
nan | nan | nan | nan | nan | nan | nan | nan |  | nan |  |  | NO ID | nan | nan | nan |  | nan |  |  |  | nan | nan |  |  |  | nan | nan | nan | nan | nan | nan
nan | nan | nan | nan | nan | nan | nan | nan |  | nan |  |  | NO ID | nan | nan | nan |  | nan |  |  |  | nan | nan |  |  |  | nan | nan | nan | nan | nan | nan
nan | nan | nan | nan | nan | nan | nan | nan |  | nan |  |  | NO ID | nan | nan | nan |  | nan |  |  |  | nan | nan |  |  |  | nan | nan | nan | nan | nan | nan
nan | nan | nan | nan | nan | nan | nan | nan |  | nan |  |  | NO ID | nan | nan | nan |  | nan |  |  |  | nan | nan |  |  |  | nan | nan | nan | nan | nan | nan
nan | nan | nan | nan | nan | nan | nan | nan |  | nan |  |  | NO ID | nan | nan | nan |  | nan |  |  |  | nan | nan |  |  |  | nan | nan | nan | nan | nan | nan
nan | nan | nan | nan | nan | nan | nan | nan |  | nan |  |  | NO ID | nan | nan | nan |  | nan |  |  |  | nan | nan |  |  |  | nan | nan | nan | nan | nan | nan
nan | nan | nan | nan | nan | nan | nan | nan |  | nan |  |  | NO ID | nan | nan | nan |  | nan |  |  |  | nan | nan |  |  |  | nan | nan | nan | nan | nan | nan
nan | nan | nan | nan | nan | nan | nan | nan |  | nan |  |  | NO ID | nan | nan | nan |  | nan |  |  |  | nan | nan |  |  |  | nan | nan | nan | nan | nan | nan
nan | nan | nan | nan | nan | nan | nan | nan |  | nan |  |  | NO ID | nan | nan | nan |  | nan |  |  |  | nan | nan |  |  |  | nan | nan | nan | nan | nan | nan
nan | nan | nan | nan | nan | nan | nan | nan |  | nan |  |  | NO ID | nan | nan | nan |  | nan |  |  |  | nan | nan |  |  |  | nan | nan | nan | nan | nan | nan
nan | nan | nan | nan | nan | nan | nan | nan |  | nan |  |  | NO ID | nan | nan | nan |  | nan |  |  |  | nan | nan |  |  |  | nan | nan | nan | nan | nan | nan
nan | nan | nan | nan | nan | nan | nan | nan |  | nan |  |  | NO ID | nan | nan | nan |  | nan |  |  |  | nan | nan |  |  |  | nan | nan | nan | nan | nan | nan
nan | nan | nan | nan | nan | nan | nan | nan |  | nan |  |  | NO ID | nan | nan | nan |  | nan |  |  |  | nan | nan |  |  |  | nan | nan | nan | nan | nan | nan
nan | nan | nan | nan | nan | nan | nan | nan |  | nan |  |  | NO ID | nan | nan | nan |  | nan |  |  |  | nan | nan |  |  |  | nan | nan | nan | nan | nan | nan
nan | nan | nan | nan | nan | nan | nan | nan |  | nan |  |  | NO ID | nan | nan | nan |  | nan |  |  |  | nan | nan |  |  |  | nan | nan | nan | nan | nan | nan
nan | nan | nan | nan | nan | nan | nan | nan |  | nan |  |  | NO ID | nan | nan | nan |  | nan |  |  |  | nan | nan |  |  |  | nan | nan | nan | nan | nan | nan
nan | nan | nan | nan | nan | nan | nan | nan |  | nan |  |  | NO ID | nan | nan | nan |  | nan |  |  |  | nan | nan |  |  |  | nan | nan | nan | nan | nan | nan
nan | nan | nan | nan | nan | nan | nan | nan |  | nan |  |  | NO ID | nan | nan | nan |  | nan |  |  |  | nan | nan |  |  |  | nan | nan | nan | nan | nan | nan
nan | nan | nan | nan | nan | nan | nan | nan |  | nan |  |  | NO ID | nan | nan | nan |  | nan |  |  |  | nan | nan |  |  |  | nan | nan | nan | nan | nan | nan
nan | nan | nan | nan | nan | nan | nan | nan |  | nan |  |  | NO ID | nan | nan | nan |  | nan |  |  |  | nan | nan |  |  |  | nan | nan | nan | nan | nan | nan
nan | nan | nan | nan | nan | nan | nan | nan |  | nan |  |  | NO ID | nan | nan | nan |  | nan |  |  |  | nan | nan |  |  |  | nan | nan | nan | nan | nan | nan
nan | nan | nan | nan | nan | nan | nan | nan |  | nan |  |  | NO ID | nan | nan | nan |  | nan |  |  |  | nan | nan |  |  |  | nan | nan | nan | nan | nan | nan
nan | nan | nan | nan | nan | nan | nan | nan |  | nan |  |  | NO ID | nan | nan | nan |  | nan |  |  |  | nan | nan |  |  |  | nan | nan | nan | nan | nan | nan
nan | nan | nan | nan | nan | nan | nan | nan |  | nan |  |  | NO ID | nan | nan | nan |  | nan |  |  |  | nan | nan |  |  |  | nan | nan | nan | nan | nan | nan
nan | nan | nan | nan | nan | nan | nan | nan |  | nan |  |  | NO ID | nan | nan | nan |  | nan |  |  |  | nan | nan |  |  |  | nan | nan | nan | nan | nan | nan
nan | nan | nan | nan | nan | nan | nan | nan |  | nan |  |  | NO ID | nan | nan | nan |  | nan |  |  |  | nan | nan |  |  |  | nan | nan | nan | nan | nan | nan
nan | nan | nan | nan | nan | nan | nan | nan |  | nan |  |  | NO ID | nan | nan | nan |  | nan |  |  |  | nan | nan |  |  |  | nan | nan | nan | nan | nan | nan
nan | nan | nan | nan | nan | nan | nan | nan |  | nan |  |  | NO ID | nan | nan | nan |  | nan |  |  |  | nan | nan |  |  |  | nan | nan | nan | nan | nan | nan
nan | nan | nan | nan | nan | nan | nan | nan |  | nan |  |  | NO ID | nan | nan | nan |  | nan |  |  |  | nan | nan |  |  |  | nan | nan | nan | nan | nan | nan
nan | nan | nan | nan | nan | nan | nan | nan |  | nan |  |  | NO ID | nan | nan | nan |  | nan |  |  |  | nan | nan |  |  |  | nan | nan | nan | nan | nan | nan
nan | nan | nan | nan | nan | nan | nan | nan |  | nan |  |  | NO ID | nan | nan | nan |  | nan |  |  |  | nan | nan |  |  |  | nan | nan | nan | nan | nan | nan
nan | nan | nan | nan | nan | nan | nan | nan |  | nan |  |  | NO ID | nan | nan | nan |  | nan |  |  |  | nan | nan |  |  |  | nan | nan | nan | nan | nan | nan
nan | nan | nan | nan | nan | nan | nan | nan |  | nan |  |  | NO ID | nan | nan | nan |  | nan |  |  |  | nan | nan |  |  |  | nan | nan | nan | nan | nan | nan
nan | nan | nan | nan | nan | nan | nan | nan |  | nan |  |  | NO ID | nan | nan | nan |  | nan |  |  |  | nan | nan |  |  |  | nan | nan | nan | nan | nan | nan
nan | nan | nan | nan | nan | nan | nan | nan |  | nan |  |  | NO ID | nan | nan | nan |  | nan |  |  |  | nan | nan |  |  |  | nan | nan | nan | nan | nan | nan
nan | nan | nan | nan | nan | nan | nan | nan |  | nan |  |  | NO ID | nan | nan | nan |  | nan |  |  |  | nan | nan |  |  |  | nan | nan | nan | nan | nan | nan
nan | nan | nan | nan | nan | nan | nan | nan |  | nan |  |  | NO ID | nan | nan | nan |  | nan |  |  |  | nan | nan |  |  |  | nan | nan | nan | nan | nan | nan
nan | nan | nan | nan | nan | nan | nan | nan |  | nan |  |  | NO ID | nan | nan | nan |  | nan |  |  |  | nan | nan |  |  |  | nan | nan | nan | nan | nan | nan
nan | nan | nan | nan | nan | nan | nan | nan |  | nan |  |  | NO ID | nan | nan | nan |  | nan |  |  |  | nan | nan |  |  |  | nan | nan | nan | nan | nan | nan
nan | nan | nan | nan | nan | nan | nan | nan |  | nan |  |  | NO ID | nan | nan | nan |  | nan |  |  |  | nan | nan |  |  |  | nan | nan | nan | nan | nan | nan
nan | nan | nan | nan | nan | nan | nan | nan |  | nan |  |  | NO ID | nan | nan | nan |  | nan |  |  |  | nan | nan |  |  |  | nan | nan | nan | nan | nan | nan
nan | nan | nan | nan | nan | nan | nan | nan |  | nan |  |  | NO ID | nan | nan | nan |  | nan |  |  |  | nan | nan |  |  |  | nan | nan | nan | nan | nan | nan
nan | nan | nan | nan | nan | nan | nan | nan |  | nan |  |  | NO ID | nan | nan | nan |  | nan |  |  |  | nan | nan |  |  |  | nan | nan | nan | nan | nan | nan
nan | nan | nan | nan | nan | nan | nan | nan |  | nan |  |  | NO ID | nan | nan | nan |  | nan |  |  |  | nan | nan |  |  |  | nan | nan | nan | nan | nan | nan
nan | nan | nan | nan | nan | nan | nan | nan |  | nan |  |  | NO ID | nan | nan | nan |  | nan |  |  |  | nan | nan |  |  |  | nan | nan | nan | nan | nan | nan
nan | nan | nan | nan | nan | nan | nan | nan |  | nan |  |  | NO ID | nan | nan | nan |  | nan |  |  |  | nan | nan |  |  |  | nan | nan | nan | nan | nan | nan
nan | nan | nan | nan | nan | nan | nan | nan |  | nan |  |  | NO ID | nan | nan | nan |  | nan |  |  |  | nan | nan |  |  |  | nan | nan | nan | nan | nan | nan
nan | nan | nan | nan | nan | nan | nan | nan |  | nan |  |  | NO ID | nan | nan | nan |  | nan |  |  |  | nan | nan |  |  |  | nan | nan | nan | nan | nan | nan
nan | nan | nan | nan | nan | nan | nan | nan |  | nan |  |  | NO ID | nan | nan | nan |  | nan |  |  |  | nan | nan |  |  |  | nan | nan | nan | nan | nan | nan
nan | nan | nan | nan | nan | nan | nan | nan |  | nan |  |  | NO ID | nan | nan | nan |  | nan |  |  |  | nan | nan |  |  |  | nan | nan | nan | nan | nan | nan
nan | nan | nan | nan | nan | nan | nan | nan |  | nan |  |  | NO ID | nan | nan | nan |  | nan |  |  |  | nan | nan |  |  |  | nan | nan | nan | nan | nan | nan
nan | nan | nan | nan | nan | nan | nan | nan |  | nan |  |  | NO ID | nan | nan | nan |  | nan |  |  |  | nan | nan |  |  |  | nan | nan | nan | nan | nan | nan
nan | nan | nan | nan | nan | nan | nan | nan |  | nan |  |  | NO ID | nan | nan | nan |  | nan |  |  |  | nan | nan |  |  |  | nan | nan | nan | nan | nan | nan
nan | nan | nan | nan | nan | nan | nan | nan |  | nan |  |  | NO ID | nan | nan | nan |  | nan |  |  |  | nan | nan |  |  |  | nan | nan | nan | nan | nan | nan
nan | nan | nan | nan | nan | nan | nan | nan |  | nan |  |  | NO ID | nan | nan | nan |  | nan |  |  |  | nan | nan |  |  |  | nan | nan | nan | nan | nan | nan
nan | nan | nan | nan | nan | nan | nan | nan |  | nan |  |  | NO ID | nan | nan | nan |  | nan |  |  |  | nan | nan |  |  |  | nan | nan | nan | nan | nan | nan
nan | nan | nan | nan | nan | nan | nan | nan |  | nan |  |  | NO ID | nan | nan | nan |  | nan |  |  |  | nan | nan |  |  |  | nan | nan | nan | nan | nan | nan
nan | nan | nan | nan | nan | nan | nan | nan |  | nan |  |  | NO ID | nan | nan | nan |  | nan |  |  |  | nan | nan |  |  |  | nan | nan | nan | nan | nan | nan
nan | nan | nan | nan | nan | nan | nan | nan |  | nan |  |  | NO ID | nan | nan | nan |  | nan |  |  |  | nan | nan |  |  |  | nan | nan | nan | nan | nan | nan
nan | nan | nan | nan | nan | nan | nan | nan |  | nan |  |  | NO ID | nan | nan | nan |  | nan |  |  |  | nan | nan |  |  |  | nan | nan | nan | nan | nan | nan
nan | nan | nan | nan | nan | nan | nan | nan |  | nan |  |  | NO ID | nan | nan | nan |  | nan |  |  |  | nan | nan |  |  |  | nan | nan | nan | nan | nan | nan
nan | nan | nan | nan | nan | nan | nan | nan |  | nan |  |  | NO ID | nan | nan | nan |  | nan |  |  |  | nan | nan |  |  |  | nan | nan | nan | nan | nan | nan
nan | nan | nan | nan | nan | nan | nan | nan |  | nan |  |  | NO ID | nan | nan | nan |  | nan |  |  |  | nan | nan |  |  |  | nan | nan | nan | nan | nan | nan
nan | nan | nan | nan | nan | nan | nan | nan |  | nan |  |  | NO ID | nan | nan | nan |  | nan |  |  |  | nan | nan |  |  |  | nan | nan | nan | nan | nan | nan
nan | nan | nan | nan | nan | nan | nan | nan |  | nan |  |  | NO ID | nan | nan | nan |  | nan |  |  |  | nan | nan |  |  |  | nan | nan | nan | nan | nan | nan
nan | nan | nan | nan | nan | nan | nan | nan |  | nan |  |  | NO ID | nan | nan | nan |  | nan |  |  |  | nan | nan |  |  |  | nan | nan | nan | nan | nan | nan
nan | nan | nan | nan | nan | nan | nan | nan |  | nan |  |  | NO ID | nan | nan | nan |  | nan |  |  |  | nan | nan |  |  |  | nan | nan | nan | nan | nan | nan
nan | nan | nan | nan | nan | nan | nan | nan |  | nan |  |  | NO ID | nan | nan | nan |  | nan |  |  |  | nan | nan |  |  |  | nan | nan | nan | nan | nan | nan
nan | nan | nan | nan | nan | nan | nan | nan |  | nan |  |  | NO ID | nan | nan | nan |  | nan |  |  |  | nan | nan |  |  |  | nan | nan | nan | nan | nan | nan
nan | nan | nan | nan | nan | nan | nan | nan |  | nan |  |  | NO ID | nan | nan | nan |  | nan |  |  |  | nan | nan |  |  |  | nan | nan | nan | nan | nan | nan
nan | nan | nan | nan | nan | nan | nan | nan |  | nan |  |  | NO ID | nan | nan | nan |  | nan |  |  |  | nan | nan |  |  |  | nan | nan | nan | nan | nan | nan
nan | nan | nan | nan | nan | nan | nan | nan |  | nan |  |  | NO ID | nan | nan | nan |  | nan |  |  |  | nan | nan |  |  |  | nan | nan | nan | nan | nan | nan
nan | nan | nan | nan | nan | nan | nan | nan |  | nan |  |  | NO ID | nan | nan | nan |  | nan |  |  |  | nan | nan |  |  |  | nan | nan | nan | nan | nan | nan
nan | nan | nan | nan | nan | nan | nan | nan |  | nan |  |  | NO ID | nan | nan | nan |  | nan |  |  |  | nan | nan |  |  |  | nan | nan | nan | nan | nan | nan
nan | nan | nan | nan | nan | nan | nan | nan |  | nan |  |  | NO ID | nan | nan | nan |  | nan |  |  |  | nan | nan |  |  |  | nan | nan | nan | nan | nan | nan
nan | nan | nan | nan | nan | nan | nan | nan |  | nan |  |  | NO ID | nan | nan | nan |  | nan |  |  |  | nan | nan |  |  |  | nan | nan | nan | nan | nan | nan
nan | nan | nan | nan | nan | nan | nan | nan |  | nan |  |  | NO ID | nan | nan | nan |  | nan |  |  |  | nan | nan |  |  |  | nan | nan | nan | nan | nan | nan
nan | nan | nan | nan | nan | nan | nan | nan |  | nan |  |  | NO ID | nan | nan | nan |  | nan |  |  |  | nan | nan |  |  |  | nan | nan | nan | nan | nan | nan
nan | nan | nan | nan | nan | nan | nan | nan |  | nan |  |  | NO ID | nan | nan | nan |  | nan |  |  |  | nan | nan |  |  |  | nan | nan | nan | nan | nan | nan
nan | nan | nan | nan | nan | nan | nan | nan |  | nan |  |  | NO ID | nan | nan | nan |  | nan |  |  |  | nan | nan |  |  |  | nan | nan | nan | nan | nan | nan
nan | nan | nan | nan | nan | nan | nan | nan |  | nan |  |  | NO ID | nan | nan | nan |  | nan |  |  |  | nan | nan |  |  |  | nan | nan | nan | nan | nan | nan
nan | nan | nan | nan | nan | nan | nan | nan |  | nan |  |  | NO ID | nan | nan | nan |  | nan |  |  |  | nan | nan |  |  |  | nan | nan | nan | nan | nan | nan
nan | nan | nan | nan | nan | nan | nan | nan |  | nan |  |  | NO ID | nan | nan | nan |  | nan |  |  |  | nan | nan |  |  |  | nan | nan | nan | nan | nan | nan
nan | nan | nan | nan | nan | nan | nan | nan |  | nan |  |  | NO ID | nan | nan | nan |  | nan |  |  |  | nan | nan |  |  |  | nan | nan | nan | nan | nan | nan
nan | nan | nan | nan | nan | nan | nan | nan |  | nan |  |  | NO ID | nan | nan | nan |  | nan |  |  |  | nan | nan |  |  |  | nan | nan | nan | nan | nan | nan
nan | nan | nan | nan | nan | nan | nan | nan |  | nan |  |  | NO ID | nan | nan | nan |  | nan |  |  |  | nan | nan |  |  |  | nan | nan | nan | nan | nan | nan
nan | nan | nan | nan | nan | nan | nan | nan |  | nan |  |  | NO ID | nan | nan | nan |  | nan |  |  |  | nan | nan |  |  |  | nan | nan | nan | nan | nan | nan
nan | nan | nan | nan | nan | nan | nan | nan |  | nan |  |  | NO ID | nan | nan | nan |  | nan |  |  |  | nan | nan |  |  |  | nan | nan | nan | nan | nan | nan
nan | nan | nan | nan | nan | nan | nan | nan |  | nan |  |  | NO ID | nan | nan | nan |  | nan |  |  |  | nan | nan |  |  |  | nan | nan | nan | nan | nan | nan
nan | nan | nan | nan | nan | nan | nan | nan |  | nan |  |  | NO ID | nan | nan | nan |  | nan |  |  |  | nan | nan |  |  |  | nan | nan | nan | nan | nan | nan
nan | nan | nan | nan | nan | nan | nan | nan |  | nan |  |  | NO ID | nan | nan | nan |  | nan |  |  |  | nan | nan |  |  |  | nan | nan | nan | nan | nan | nan
nan | nan | nan | nan | nan | nan | nan | nan |  | nan |  |  | NO ID | nan | nan | nan |  | nan |  |  |  | nan | nan |  |  |  | nan | nan | nan | nan | nan | nan
nan | nan | nan | nan | nan | nan | nan | nan |  | nan |  |  | NO ID | nan | nan | nan |  | nan |  |  |  | nan | nan |  |  |  | nan | nan | nan | nan | nan | nan
nan | nan | nan | nan | nan | nan | nan | nan |  | nan |  |  | NO ID | nan | nan | nan |  | nan |  |  |  | nan | nan |  |  |  | nan | nan | nan | nan | nan | nan
nan | nan | nan | nan | nan | nan | nan | nan |  | nan |  |  | NO ID | nan | nan | nan |  | nan |  |  |  | nan | nan |  |  |  | nan | nan | nan | nan | nan | nan
nan | nan | nan | nan | nan | nan | nan | nan |  | nan |  |  | NO ID | nan | nan | nan |  | nan |  |  |  | nan | nan |  |  |  | nan | nan | nan | nan | nan | nan
nan | nan | nan | nan | nan | nan | nan | nan |  | nan |  |  | NO ID | nan | nan | nan |  | nan |  |  |  | nan | nan |  |  |  | nan | nan | nan | nan | nan | nan
nan | nan | nan | nan | nan | nan | nan | nan |  | nan |  |  | NO ID | nan | nan | nan |  | nan |  |  |  | nan | nan |  |  |  | nan | nan | nan | nan | nan | nan
nan | nan | nan | nan | nan | nan | nan | nan |  | nan |  |  | NO ID | nan | nan | nan |  | nan |  |  |  | nan | nan |  |  |  | nan | nan | nan | nan | nan | nan
nan | nan | nan | nan | nan | nan | nan | nan |  | nan |  |  | NO ID | nan | nan | nan |  | nan |  |  |  | nan | nan |  |  |  | nan | nan | nan | nan | nan | nan
nan | nan | nan | nan | nan | nan | nan | nan |  | nan |  |  | NO ID | nan | nan | nan |  | nan |  |  |  | nan | nan |  |  |  | nan | nan | nan | nan | nan | nan
nan | nan | nan | nan | nan | nan | nan | nan |  | nan |  |  | NO ID | nan | nan | nan |  | nan |  |  |  | nan | nan |  |  |  | nan | nan | nan | nan | nan | nan
nan | nan | nan | nan | nan | nan | nan | nan |  | nan |  |  | NO ID | nan | nan | nan |  | nan |  |  |  | nan | nan |  |  |  | nan | nan | nan | nan | nan | nan
nan | nan | nan | nan | nan | nan | nan | nan |  | nan |  |  | NO ID | nan | nan | nan |  | nan |  |  |  | nan | nan |  |  |  | nan | nan | nan | nan | nan | nan
nan | nan | nan | nan | nan | nan | nan | nan |  | nan |  |  | NO ID | nan | nan | nan |  | nan |  |  |  | nan | nan |  |  |  | nan | nan | nan | nan | nan | nan
nan | nan | nan | nan | nan | nan | nan | nan |  | nan |  |  | NO ID | nan | nan | nan |  | nan |  |  |  | nan | nan |  |  |  | nan | nan | nan | nan | nan | nan
nan | nan | nan | nan | nan | nan | nan | nan |  | nan |  |  | NO ID | nan | nan | nan |  | nan |  |  |  | nan | nan |  |  |  | nan | nan | nan | nan | nan | nan
nan | nan | nan | nan | nan | nan | nan | nan |  | nan |  |  | NO ID | nan | nan | nan |  | nan |  |  |  | nan | nan |  |  |  | nan | nan | nan | nan | nan | nan
nan | nan | nan | nan | nan | nan | nan | nan |  | nan |  |  | NO ID | nan | nan | nan |  | nan |  |  |  | nan | nan |  |  |  | nan | nan | nan | nan | nan | nan
nan | nan | nan | nan | nan | nan | nan | nan |  | nan |  |  | NO ID | nan | nan | nan |  | nan |  |  |  | nan | nan |  |  |  | nan | nan | nan | nan | nan | nan
nan | nan | nan | nan | nan | nan | nan | nan |  | nan |  |  | NO ID | nan | nan | nan |  | nan |  |  |  | nan | nan |  |  |  | nan | nan | nan | nan | nan | nan
nan | nan | nan | nan | nan | nan | nan | nan |  | nan |  |  | NO ID | nan | nan | nan |  | nan |  |  |  | nan | nan |  |  |  | nan | nan | nan | nan | nan | nan
nan | nan | nan | nan | nan | nan | nan | nan |  | nan |  |  | NO ID | nan | nan | nan |  | nan |  |  |  | nan | nan |  |  |  | nan | nan | nan | nan | nan | nan
nan | nan | nan | nan | nan | nan | nan | nan |  | nan |  |  | NO ID | nan | nan | nan |  | nan |  |  |  | nan | nan |  |  |  | nan | nan | nan | nan | nan | nan
nan | nan | nan | nan | nan | nan | nan | nan |  | nan |  |  | NO ID | nan | nan | nan |  | nan |  |  |  | nan | nan |  |  |  | nan | nan | nan | nan | nan | nan
nan | nan | nan | nan | nan | nan | nan | nan |  | nan |  |  | NO ID | nan | nan | nan |  | nan |  |  |  | nan | nan |  |  |  | nan | nan | nan | nan | nan | nan
nan | nan | nan | nan | nan | nan | nan | nan |  | nan |  |  | NO ID | nan | nan | nan |  | nan |  |  |  | nan | nan |  |  |  | nan | nan | nan | nan | nan | nan
nan | nan | nan | nan | nan | nan | nan | nan |  | nan |  |  | NO ID | nan | nan | nan |  | nan |  |  |  | nan | nan |  |  |  | nan | nan | nan | nan | nan | nan
nan | nan | nan | nan | nan | nan | nan | nan |  | nan |  |  | NO ID | nan | nan | nan |  | nan |  |  |  | nan | nan |  |  |  | nan | nan | nan | nan | nan | nan
nan | nan | nan | nan | nan | nan | nan | nan |  | nan |  |  | NO ID | nan | nan | nan |  | nan |  |  |  | nan | nan |  |  |  | nan | nan | nan | nan | nan | nan
nan | nan | nan | nan | nan | nan | nan | nan |  | nan |  |  | NO ID | nan | nan | nan |  | nan |  |  |  | nan | nan |  |  |  | nan | nan | nan | nan | nan | nan
nan | nan | nan | nan | nan | nan | nan | nan |  | nan |  |  | NO ID | nan | nan | nan |  | nan |  |  |  | nan | nan |  |  |  | nan | nan | nan | nan | nan | nan
nan | nan | nan | nan | nan | nan | nan | nan |  | nan |  |  | NO ID | nan | nan | nan |  | nan |  |  |  | nan | nan |  |  |  | nan | nan | nan | nan | nan | nan
nan | nan | nan | nan | nan | nan | nan | nan |  | nan |  |  | NO ID | nan | nan | nan |  | nan |  |  |  | nan | nan |  |  |  | nan | nan | nan | nan | nan | nan
nan | nan | nan | nan | nan | nan | nan | nan |  | nan |  |  | NO ID | nan | nan | nan |  | nan |  |  |  | nan | nan |  |  |  | nan | nan | nan | nan | nan | nan
nan | nan | nan | nan | nan | nan | nan | nan |  | nan |  |  | NO ID | nan | nan | nan |  | nan |  |  |  | nan | nan |  |  |  | nan | nan | nan | nan | nan | nan
nan | nan | nan | nan | nan | nan | nan | nan |  | nan |  |  | NO ID | nan | nan | nan |  | nan |  |  |  | nan | nan |  |  |  | nan | nan | nan | nan | nan | nan
nan | nan | nan | nan | nan | nan | nan | nan |  | nan |  |  | NO ID | nan | nan | nan |  | nan |  |  |  | nan | nan |  |  |  | nan | nan | nan | nan | nan | nan
nan | nan | nan | nan | nan | nan | nan | nan |  | nan |  |  | NO ID | nan | nan | nan |  | nan |  |  |  | nan | nan |  |  |  | nan | nan | nan | nan | nan | nan
nan | nan | nan | nan | nan | nan | nan | nan |  | nan |  |  | NO ID | nan | nan | nan |  | nan |  |  |  | nan | nan |  |  |  | nan | nan | nan | nan | nan | nan
nan | nan | nan | nan | nan | nan | nan | nan |  | nan |  |  | NO ID | nan | nan | nan |  | nan |  |  |  | nan | nan |  |  |  | nan | nan | nan | nan | nan | nan
nan | nan | nan | nan | nan | nan | nan | nan |  | nan |  |  | NO ID | nan | nan | nan |  | nan |  |  |  | nan | nan |  |  |  | nan | nan | nan | nan | nan | nan
nan | nan | nan | nan | nan | nan | nan | nan |  | nan |  |  | NO ID | nan | nan | nan |  | nan |  |  |  | nan | nan |  |  |  | nan | nan | nan | nan | nan | nan
nan | nan | nan | nan | nan | nan | nan | nan |  | nan |  |  | NO ID | nan | nan | nan |  | nan |  |  |  | nan | nan |  |  |  | nan | nan | nan | nan | nan | nan
nan | nan | nan | nan | nan | nan | nan | nan |  | nan |  |  | NO ID | nan | nan | nan |  | nan |  |  |  | nan | nan |  |  |  | nan | nan | nan | nan | nan | nan
nan | nan | nan | nan | nan | nan | nan | nan |  | nan |  |  | NO ID | nan | nan | nan |  | nan |  |  |  | nan | nan |  |  |  | nan | nan | nan | nan | nan | nan
nan | nan | nan | nan | nan | nan | nan | nan |  | nan |  |  | NO ID | nan | nan | nan |  | nan |  |  |  | nan | nan |  |  |  | nan | nan | nan | nan | nan | nan
nan | nan | nan | nan | nan | nan | nan | nan |  | nan |  |  | NO ID | nan | nan | nan |  | nan |  |  |  | nan | nan |  |  |  | nan | nan | nan | nan | nan | nan
nan | nan | nan | nan | nan | nan | nan | nan |  | nan |  |  | NO ID | nan | nan | nan |  | nan |  |  |  | nan | nan |  |  |  | nan | nan | nan | nan | nan | nan
nan | nan | nan | nan | nan | nan | nan | nan |  | nan |  |  | NO ID | nan | nan | nan |  | nan |  |  |  | nan | nan |  |  |  | nan | nan | nan | nan | nan | nan
nan | nan | nan | nan | nan | nan | nan | nan |  | nan |  |  | NO ID | nan | nan | nan |  | nan |  |  |  | nan | nan |  |  |  | nan | nan | nan | nan | nan | nan
nan | nan | nan | nan | nan | nan | nan | nan |  | nan |  |  | NO ID | nan | nan | nan |  | nan |  |  |  | nan | nan |  |  |  | nan | nan | nan | nan | nan | nan
nan | nan | nan | nan | nan | nan | nan | nan |  | nan |  |  | NO ID | nan | nan | nan |  | nan |  |  |  | nan | nan |  |  |  | nan | nan | nan | nan | nan | nan
nan | nan | nan | nan | nan | nan | nan | nan |  | nan |  |  | NO ID | nan | nan | nan |  | nan |  |  |  | nan | nan |  |  |  | nan | nan | nan | nan | nan | nan
nan | nan | nan | nan | nan | nan | nan | nan |  | nan |  |  | NO ID | nan | nan | nan |  | nan |  |  |  | nan | nan |  |  |  | nan | nan | nan | nan | nan | nan
nan | nan | nan | nan | nan | nan | nan | nan |  | nan |  |  | NO ID | nan | nan | nan |  | nan |  |  |  | nan | nan |  |  |  | nan | nan | nan | nan | nan | nan
nan | nan | nan | nan | nan | nan | nan | nan |  | nan |  |  | NO ID | nan | nan | nan |  | nan |  |  |  | nan | nan |  |  |  | nan | nan | nan | nan | nan | nan
nan | nan | nan | nan | nan | nan | nan | nan |  | nan |  |  | NO ID | nan | nan | nan |  | nan |  |  |  | nan | nan |  |  |  | nan | nan | nan | nan | nan | nan
nan | nan | nan | nan | nan | nan | nan | nan |  | nan |  |  | NO ID | nan | nan | nan |  | nan |  |  |  | nan | nan |  |  |  | nan | nan | nan | nan | nan | nan
nan | nan | nan | nan | nan | nan | nan | nan |  | nan |  |  | NO ID | nan | nan | nan |  | nan |  |  |  | nan | nan |  |  |  | nan | nan | nan | nan | nan | nan
nan | nan | nan | nan | nan | nan | nan | nan |  | nan |  |  | NO ID | nan | nan | nan |  | nan |  |  |  | nan | nan |  |  |  | nan | nan | nan | nan | nan | nan
nan | nan | nan | nan | nan | nan | nan | nan |  | nan |  |  | NO ID | nan | nan | nan |  | nan |  |  |  | nan | nan |  |  |  | nan | nan | nan | nan | nan | nan
nan | nan | nan | nan | nan | nan | nan | nan |  | nan |  |  | NO ID | nan | nan | nan |  | nan |  |  |  | nan | nan |  |  |  | nan | nan | nan | nan | nan | nan
nan | nan | nan | nan | nan | nan | nan | nan |  | nan |  |  | NO ID | nan | nan | nan |  | nan |  |  |  | nan | nan |  |  |  | nan | nan | nan | nan | nan | nan
nan | nan | nan | nan | nan | nan | nan | nan |  | nan |  |  | NO ID | nan | nan | nan |  | nan |  |  |  | nan | nan |  |  |  | nan | nan | nan | nan | nan | nan
nan | nan | nan | nan | nan | nan | nan | nan |  | nan |  |  | NO ID | nan | nan | nan |  | nan |  |  |  | nan | nan |  |  |  | nan | nan | nan | nan | nan | nan
nan | nan | nan | nan | nan | nan | nan | nan |  | nan |  |  | NO ID | nan | nan | nan |  | nan |  |  |  | nan | nan |  |  |  | nan | nan | nan | nan | nan | nan
nan | nan | nan | nan | nan | nan | nan | nan |  | nan |  |  | NO ID | nan | nan | nan |  | nan |  |  |  | nan | nan |  |  |  | nan | nan | nan | nan | nan | nan
nan | nan | nan | nan | nan | nan | nan | nan |  | nan |  |  | NO ID | nan | nan | nan |  | nan |  |  |  | nan | nan |  |  |  | nan | nan | nan | nan | nan | nan
nan | nan | nan | nan | nan | nan | nan | nan |  | nan |  |  | NO ID | nan | nan | nan |  | nan |  |  |  | nan | nan |  |  |  | nan | nan | nan | nan | nan | nan
nan | nan | nan | nan | nan | nan | nan | nan |  | nan |  |  | NO ID | nan | nan | nan |  | nan |  |  |  | nan | nan |  |  |  | nan | nan | nan | nan | nan | nan
nan | nan | nan | nan | nan | nan | nan | nan |  | nan |  |  | NO ID | nan | nan | nan |  | nan |  |  |  | nan | nan |  |  |  | nan | nan | nan | nan | nan | nan