## Sheet1
Lookup (for Uploader) | Trade | Precon System | Operations System | Title | Drawing Abbreviation | Precon Tag | System Type ID | Asset Category | Equip Name ID | Sub System Type | Sub System ID | Sub System Class | Class ID | Equipment Size | Unit | Asset ID | Notes | Service ID | Service Life
AccessoryAlarm PanelAll1 | PL | Medical/Lab Gas Plant | Medical/Lab Gas | Alarm Panel | AP | AP | P | Accessory | ACC | Alarm Panel | AP | All | nan | 1 | EA | P-ACC-AP--1 |  | nan | 20
AccessoryBasket StrainerAll4 | PF | Cooling Tower Plant | Condenser Water | Basket Strainer | BS | BS | H | Accessory | ACC | Basket Strainer | BS | All | nan | 4 | INCHES | H-ACC-BS--4 |  | nan | 25
AccessoryBasket StrainerAll8 | PF | Cooling Tower Plant | Condenser Water | Basket Strainer | BS | BS | H | Accessory | ACC | Basket Strainer | BS | All | nan | 8 | INCHES | H-ACC-BS--8 |  | nan | 25
AccessoryBlow DownFloor Mounted100 | PF | Steam Boiler Plant | Steam | Boiler Blow Down | nan | Other | H | Accessory | ACC | Blow Down | BLW | Floor Mounted | FLR | 100 | GAL | H-ACC-BLW-FLR-100 |  | nan | 20
AccessoryBlow DownFloor Mounted1000 | PF | Steam Boiler Plant | Steam | Boiler Blow Down | nan | Other | H | Accessory | ACC | Blow Down | BLW | Floor Mounted | FLR | 1000 | GAL | H-ACC-BLW-FLR-1000 |  | nan | 20
AccessoryBlow DownFloor Mounted2000 | PF | Steam Boiler Plant | Steam | Boiler Blow Down | nan | Other | H | Accessory | ACC | Blow Down | BLW | Floor Mounted | FLR | 2000 | GAL | H-ACC-BLW-FLR-2000 |  | nan | 20
AccessoryBlow DownFloor Mounted250 | PF | Steam Boiler Plant | Steam | Boiler Blow Down | nan | Other | H | Accessory | ACC | Blow Down | BLW | Floor Mounted | FLR | 250 | GAL | H-ACC-BLW-FLR-250 |  | nan | 20
AccessoryBlow DownFloor Mounted500 | PF | Steam Boiler Plant | Steam | Boiler Blow Down | nan | Other | H | Accessory | ACC | Blow Down | BLW | Floor Mounted | FLR | 500 | GAL | H-ACC-BLW-FLR-500 |  | nan | 20
AccessoryCondensate Lift StationAll100 | PF | Steam Boiler Plant | Steam | Condensate Lift Station | CLS | Other | H | Accessory | ACC | Condensate Lift Station | CLS | All | nan | 100 | GAL | H-ACC-CLS--100 |  | HACCCLS | 15
AccessoryCondensate Lift StationAll1000 | PF | Steam Boiler Plant | Steam | Condensate Lift Station | CLS | Other | H | Accessory | ACC | Condensate Lift Station | CLS | All | nan | 1000 | GAL | H-ACC-CLS--1000 |  | HACCCLS | 15
AccessoryCondensate Lift StationAll500 | PF | Steam Boiler Plant | Steam | Condensate Lift Station | CLS | Other | H | Accessory | ACC | Condensate Lift Station | CLS | All | nan | 500 | GAL | H-ACC-CLS--500 |  | HACCCLS | 15
AccessoryCondenser Water FiltrationAll1000 | PF | Cooling Tower Plant | Condenser Water | Condenser Water Filtration | CWF | CWF | H | Accessory | ACC | Condenser Water Filtration | CWF | All | nan | 1000 | GAL | H-ACC-CWF--1000 |  | nan | 15
AccessoryCondenser Water FiltrationAll500 | PF | Cooling Tower Plant | Condenser Water | Condenser Water Filtration | CWF | CWF | H | Accessory | ACC | Condenser Water Filtration | CWF | All | nan | 500 | GAL | H-ACC-CWF--500 |  | nan | 15
AccessoryControl DamperAll12 | SM | SM Accessories | SM Accessories | Control Damper | CD | CTLD | H | Accessory | ACC | Control Damper | CTLD | All | nan | 12 | INCHES | H-ACC-CTLD--12 |  | nan | 20
AccessoryControl DamperAll16 | SM | SM Accessories | SM Accessories | Control Damper | CD | CTLD | H | Accessory | ACC | Control Damper | CTLD | All | nan | 16 | INCHES | H-ACC-CTLD--16 |  | nan | 20
AccessoryControl DamperAll20 | SM | SM Accessories | SM Accessories | Control Damper | CD | CTLD | H | Accessory | ACC | Control Damper | CTLD | All | nan | 20 | INCHES | H-ACC-CTLD--20 |  | nan | 20
AccessoryControl DamperAll24 | SM | SM Accessories | SM Accessories | Control Damper | CD | CTLD | H | Accessory | ACC | Control Damper | CTLD | All | nan | 24 | INCHES | H-ACC-CTLD--24 |  | nan | 20
AccessoryControl DamperAll32 | SM | SM Accessories | SM Accessories | Control Damper | CD | CTLD | H | Accessory | ACC | Control Damper | CTLD | All | nan | 32 | INCHES | H-ACC-CTLD--32 |  | nan | 20
AccessoryControl DamperAll8 | SM | SM Accessories | SM Accessories | Control Damper | CD | CTLD | H | Accessory | ACC | Control Damper | CTLD | All | nan | 8 | INCHES | H-ACC-CTLD--8 |  | nan | 20
AccessoryCoolerCondensate1000 | PF | Steam Boiler Plant | Steam | Condensate Cooler | nan | Other | H | Accessory | ACC | Cooler | CLR | Condensate | CND | 1000 | GAL | H-ACC-CLR-CND-1000 |  | nan | 15
AccessoryCoolerCondensate120 | PF | Steam Boiler Plant | Steam | Condensate Cooler | nan | Other | H | Accessory | ACC | Cooler | CLR | Condensate | CND | 120 | GAL | H-ACC-CLR-CND-120 |  | nan | 15
AccessoryCoolerCondensate2000 | PF | Steam Boiler Plant | Steam | Condensate Cooler | nan | Other | H | Accessory | ACC | Cooler | CLR | Condensate | CND | 2000 | GAL | H-ACC-CLR-CND-2000 |  | nan | 15
AccessoryCoolerCondensate250 | PF | Steam Boiler Plant | Steam | Condensate Cooler | nan | Other | H | Accessory | ACC | Cooler | CLR | Condensate | CND | 250 | GAL | H-ACC-CLR-CND-250 |  | nan | 15
AccessoryCoolerCondensate500 | PF | Steam Boiler Plant | Steam | Condensate Cooler | nan | Other | H | Accessory | ACC | Cooler | CLR | Condensate | CND | 500 | GAL | H-ACC-CLR-CND-500 |  | nan | 15
AccessoryDeaeratorwith Pumps100 | PF | Steam Boiler Plant | Steam | Boiler Deaerator System with Pump | nan | Other | H | Accessory | ACC | Deaerator | DEA | with Pumps | PMP | 100 | HP | H-ACC-DEA-PMP-100 |  | HACCDEA | 20
AccessoryDeaeratorwith Pumps1000 | PF | Steam Boiler Plant | Steam | Boiler Deaerator System with Pump | nan | Other | H | Accessory | ACC | Deaerator | DEA | with Pumps | PMP | 1000 | HP | H-ACC-DEA-PMP-1000 |  | HACCDEA | 20
AccessoryDeaeratorwith Pumps1500 | PF | Steam Boiler Plant | Steam | Boiler Deaerator System with Pump | nan | Other | H | Accessory | ACC | Deaerator | DEA | with Pumps | PMP | 1500 | HP | H-ACC-DEA-PMP-1500 |  | HACCDEA | 20
AccessoryDeaeratorwith Pumps200 | PF | Steam Boiler Plant | Steam | Boiler Deaerator System with Pump | nan | Other | H | Accessory | ACC | Deaerator | DEA | with Pumps | PMP | 200 | HP | H-ACC-DEA-PMP-200 |  | HACCDEA | 20
AccessoryDeaeratorwith Pumps2000 | PF | Steam Boiler Plant | Steam | Boiler Deaerator System with Pump | nan | Other | H | Accessory | ACC | Deaerator | DEA | with Pumps | PMP | 2000 | HP | H-ACC-DEA-PMP-2000 |  | HACCDEA | 20
AccessoryDeaeratorwith Pumps300 | PF | Steam Boiler Plant | Steam | Boiler Deaerator System with Pump | nan | Other | H | Accessory | ACC | Deaerator | DEA | with Pumps | PMP | 300 | HP | H-ACC-DEA-PMP-300 |  | HACCDEA | 20
AccessoryDeaeratorwith Pumps3000 | PF | Steam Boiler Plant | Steam | Boiler Deaerator System with Pump | nan | Other | H | Accessory | ACC | Deaerator | DEA | with Pumps | PMP | 3000 | HP | H-ACC-DEA-PMP-3000 |  | HACCDEA | 20
AccessoryDeaeratorwith Pumps400 | PF | Steam Boiler Plant | Steam | Boiler Deaerator System with Pump | nan | Other | H | Accessory | ACC | Deaerator | DEA | with Pumps | PMP | 400 | HP | H-ACC-DEA-PMP-400 |  | HACCDEA | 20
AccessoryDeaeratorwith Pumps4000 | PF | Steam Boiler Plant | Steam | Boiler Deaerator System with Pump | nan | Other | H | Accessory | ACC | Deaerator | DEA | with Pumps | PMP | 4000 | HP | H-ACC-DEA-PMP-4000 |  | HACCDEA | 20
AccessoryDeaeratorwith Pumps500 | PF | Steam Boiler Plant | Steam | Boiler Deaerator System with Pump | nan | Other | H | Accessory | ACC | Deaerator | DEA | with Pumps | PMP | 500 | HP | H-ACC-DEA-PMP-500 |  | HACCDEA | 20
AccessoryDeaeratorwith Pumps5000 | PF | Steam Boiler Plant | Steam | Boiler Deaerator System with Pump | nan | Other | H | Accessory | ACC | Deaerator | DEA | with Pumps | PMP | 5000 | HP | H-ACC-DEA-PMP-5000 |  | HACCDEA | 20
AccessoryDeaeratorwith Pumps750 | PF | Steam Boiler Plant | Steam | Boiler Deaerator System with Pump | nan | Other | H | Accessory | ACC | Deaerator | DEA | with Pumps | PMP | 750 | HP | H-ACC-DEA-PMP-750 |  | HACCDEA | 20
AccessoryDI FiltrationAll10 | PL | Domestic Water Plant | Domestic Water | DI Filtration | DIF | DI/RO | P | Accessory | ACC | DI Filtration | DIF | All | nan | 10 | GAL | P-ACC-DIF--10 |  | nan | 15
AccessoryDI FiltrationAll50 | PL | Domestic Water Plant | Domestic Water | DI Filtration | DIF | DI/RO | P | Accessory | ACC | DI Filtration | DIF | All | nan | 50 | GAL | P-ACC-DIF--50 |  | nan | 15
AccessoryDialysis BoxAll1 | PL | Sanitary Equipment | Sanitary Waste | Dialysis Box | DB | DB | P | Accessory | ACC | Dialysis Box | DB | All | nan | 1 | EA | P-ACC-DB--1 |  | nan | 20
AccessoryEmergency Power OffAll1 | PL | Natural Gas Piping and Equipment | Natural Gas | Emergency Power Off | EPO | EPO | P | Accessory | ACC | Emergency Power Off | EPO | All | nan | 1 | EA | P-ACC-EPO--1 |  | nan | 25
AccessoryFeed Systemwith Pumps100 | PF | Steam Boiler Plant | Steam | Boiler Feed System with Pump | nan | Other | H | Accessory | ACC | Feed System | FEED | with Pumps | PMP | 100 | GAL | H-ACC-FEED-PMP-100 |  | HPMPSTMFDW | 15
AccessoryFeed Systemwith Pumps200 | PF | Steam Boiler Plant | Steam | Boiler Feed System with Pump | nan | Other | H | Accessory | ACC | Feed System | FEED | with Pumps | PMP | 200 | GAL | H-ACC-FEED-PMP-200 |  | HPMPSTMFDW | 15
AccessoryFeed Systemwith Pumps350 | PF | Steam Boiler Plant | Steam | Boiler Feed System with Pump | nan | Other | H | Accessory | ACC | Feed System | FEED | with Pumps | PMP | 350 | GAL | H-ACC-FEED-PMP-350 |  | HPMPSTMFDW | 15
AccessoryFeed Systemwith Pumps40 | PF | Steam Boiler Plant | Steam | Boiler Feed System with Pump | nan | Other | H | Accessory | ACC | Feed System | FEED | with Pumps | PMP | 40 | GAL | H-ACC-FEED-PMP-40 |  | HPMPSTMFDW | 15
AccessoryFeed Systemwith Pumps500 | PF | Steam Boiler Plant | Steam | Boiler Feed System with Pump | nan | Other | H | Accessory | ACC | Feed System | FEED | with Pumps | PMP | 500 | GAL | H-ACC-FEED-PMP-500 |  | HPMPSTMFDW | 15
AccessoryFeed Systemwith Pumps65 | PF | Steam Boiler Plant | Steam | Boiler Feed System with Pump | nan | Other | H | Accessory | ACC | Feed System | FEED | with Pumps | PMP | 65 | GAL | H-ACC-FEED-PMP-65 |  | HPMPSTMFDW | 15
AccessoryFlue PipingAll12 | SM | SM Equipment | SM Accessories | Flue Piping | Flue | Flue | H | Accessory | ACC | Flue Piping | FLUE | All | nan | 12 | INCHES | H-ACC-FLUE--12 |  | nan | 25
AccessoryFlue PipingAll16 | SM | SM Equipment | SM Accessories | Flue Piping | Flue | Flue | H | Accessory | ACC | Flue Piping | FLUE | All | nan | 16 | INCHES | H-ACC-FLUE--16 |  | nan | 25
AccessoryFlue PipingAll24 | SM | SM Equipment | SM Accessories | Flue Piping | Flue | Flue | H | Accessory | ACC | Flue Piping | FLUE | All | nan | 24 | INCHES | H-ACC-FLUE--24 |  | nan | 25
AccessoryFlue PipingAll8 | SM | SM Equipment | SM Accessories | Flue Piping | Flue | Flue | H | Accessory | ACC | Flue Piping | FLUE | All | nan | 8 | INCHES | H-ACC-FLUE--8 |  | nan | 25
AccessoryGrilles, Registers, DiffusersAll12 | SM | SM Accessories | SM Accessories | Grilles, Registers, and Diffusers | GRD | GRD | H | Accessory | ACC | Grilles, Registers, Diffusers | GRD | All | nan | 12 | INCHES | H-ACC-GRD--12 |  | nan | 27
AccessoryGrilles, Registers, DiffusersAll16 | SM | SM Accessories | SM Accessories | Grilles, Registers, and Diffusers | GRD | GRD | H | Accessory | ACC | Grilles, Registers, Diffusers | GRD | All | nan | 16 | INCHES | H-ACC-GRD--16 |  | nan | 27
AccessoryGrilles, Registers, DiffusersAll24 | SM | SM Accessories | SM Accessories | Grilles, Registers, and Diffusers | GRD | GRD | H | Accessory | ACC | Grilles, Registers, Diffusers | GRD | All | nan | 24 | INCHES | H-ACC-GRD--24 |  | nan | 27
AccessoryGrilles, Registers, DiffusersAll8 | SM | SM Accessories | SM Accessories | Grilles, Registers, and Diffusers | GRD | GRD | H | Accessory | ACC | Grilles, Registers, Diffusers | GRD | All | nan | 8 | INCHES | H-ACC-GRD--8 |  | nan | 27
AccessoryGrilles, Registers, DiffusersLaminar Flow with HEPA Filters12 | SM | SM Accessories | SM Accessories | GRD - Laminar Flow - with HEPA Filter | GRD-LF-HEPA | GRD-LF-HEPA | H | Accessory | ACC | Grilles, Registers, Diffusers | GRD | Laminar Flow with HEPA Filters | HEPA | 12 | INCHES | H-ACC-GRD-HEPA-12 |  | nan | 27
AccessoryGrilles, Registers, DiffusersLaminar Flow with HEPA Filters16 | SM | SM Accessories | SM Accessories | GRD - Laminar Flow - with HEPA Filter | GRD-LF-HEPA | GRD-LF-HEPA | H | Accessory | ACC | Grilles, Registers, Diffusers | GRD | Laminar Flow with HEPA Filters | HEPA | 16 | INCHES | H-ACC-GRD-HEPA-16 |  | nan | 27
AccessoryGrilles, Registers, DiffusersLaminar Flow with HEPA Filters24 | SM | SM Accessories | SM Accessories | GRD - Laminar Flow - with HEPA Filter | GRD-LF-HEPA | GRD-LF-HEPA | H | Accessory | ACC | Grilles, Registers, Diffusers | GRD | Laminar Flow with HEPA Filters | HEPA | 24 | INCHES | H-ACC-GRD-HEPA-24 |  | nan | 27
AccessoryGrilles, Registers, DiffusersLaminar Flow with HEPA Filters8 | SM | SM Accessories | SM Accessories | GRD - Laminar Flow - with HEPA Filter | GRD-LF-HEPA | GRD-LF-HEPA | H | Accessory | ACC | Grilles, Registers, Diffusers | GRD | Laminar Flow with HEPA Filters | HEPA | 8 | INCHES | H-ACC-GRD-HEPA-8 |  | nan | 27
AccessoryGrilles, Registers, DiffusersLaminar Flow12 | SM | SM Accessories | SM Accessories | GRD - Laminar Flow | GRD-LF | GRD-LF | H | Accessory | ACC | Grilles, Registers, Diffusers | GRD | Laminar Flow | LF | 12 | INCHES | H-ACC-GRD-LF-12 |  | nan | 27
AccessoryGrilles, Registers, DiffusersLaminar Flow16 | SM | SM Accessories | SM Accessories | GRD - Laminar Flow | GRD-LF | GRD-LF | H | Accessory | ACC | Grilles, Registers, Diffusers | GRD | Laminar Flow | LF | 16 | INCHES | H-ACC-GRD-LF-16 |  | nan | 27
AccessoryGrilles, Registers, DiffusersLaminar Flow24 | SM | SM Accessories | SM Accessories | GRD - Laminar Flow | GRD-LF | GRD-LF | H | Accessory | ACC | Grilles, Registers, Diffusers | GRD | Laminar Flow | LF | 24 | INCHES | H-ACC-GRD-LF-24 |  | nan | 27
AccessoryGrilles, Registers, DiffusersLaminar Flow8 | SM | SM Accessories | SM Accessories | GRD - Laminar Flow | GRD-LF | GRD-LF | H | Accessory | ACC | Grilles, Registers, Diffusers | GRD | Laminar Flow | LF | 8 | INCHES | H-ACC-GRD-LF-8 |  | nan | 27
AccessoryGrilles, Registers, DiffusersSidewall Grille12 | SM | SM Accessories | SM Accessories | Sidewall Grille | SG | GRD-SG | H | Accessory | ACC | Grilles, Registers, Diffusers | GRD | Sidewall Grille | SG | 12 | INCHES | H-ACC-GRD-SG-12 |  | nan | 27
AccessoryGrilles, Registers, DiffusersSidewall Grille16 | SM | SM Accessories | SM Accessories | Sidewall Grille | SG | GRD-SG | H | Accessory | ACC | Grilles, Registers, Diffusers | GRD | Sidewall Grille | SG | 16 | INCHES | H-ACC-GRD-SG-16 |  | nan | 27
AccessoryGrilles, Registers, DiffusersSidewall Grille24 | SM | SM Accessories | SM Accessories | Sidewall Grille | SG | GRD-SG | H | Accessory | ACC | Grilles, Registers, Diffusers | GRD | Sidewall Grille | SG | 24 | INCHES | H-ACC-GRD-SG-24 |  | nan | 27
AccessoryGrilles, Registers, DiffusersSidewall Grille8 | SM | SM Accessories | SM Accessories | Sidewall Grille | SG | GRD-SG | H | Accessory | ACC | Grilles, Registers, Diffusers | GRD | Sidewall Grille | SG | 8 | INCHES | H-ACC-GRD-SG-8 |  | nan | 27
AccessoryGrilles, Registers, DiffusersSlot Diffuser12 | SM | SM Accessories | SM Accessories | Slot Diffuser | SD | GRD-SD | H | Accessory | ACC | Grilles, Registers, Diffusers | GRD | Slot Diffuser | SD | 12 | INCHES | H-ACC-GRD-SD-12 |  | nan | 27
AccessoryGrilles, Registers, DiffusersSlot Diffuser16 | SM | SM Accessories | SM Accessories | Slot Diffuser | SD | GRD-SD | H | Accessory | ACC | Grilles, Registers, Diffusers | GRD | Slot Diffuser | SD | 16 | INCHES | H-ACC-GRD-SD-16 |  | nan | 27
AccessoryGrilles, Registers, DiffusersSlot Diffuser24 | SM | SM Accessories | SM Accessories | Slot Diffuser | SD | GRD-SD | H | Accessory | ACC | Grilles, Registers, Diffusers | GRD | Slot Diffuser | SD | 24 | INCHES | H-ACC-GRD-SD-24 |  | nan | 27
AccessoryGrilles, Registers, DiffusersSlot Diffuser8 | SM | SM Accessories | SM Accessories | Slot Diffuser | SD | GRD-SD | H | Accessory | ACC | Grilles, Registers, Diffusers | GRD | Slot Diffuser | SD | 8 | INCHES | H-ACC-GRD-SD-8 |  | nan | 27
AccessoryIntake HoodAll12 | SM | SM Equipment | SM Accessories | Intake Hood | IH | IH | H | Accessory | ACC | Intake Hood | IH | All | nan | 12 | INCHES | H-ACC-IH--12 |  | nan | 27
AccessoryIntake HoodAll24 | SM | SM Equipment | SM Accessories | Intake Hood | IH | IH | H | Accessory | ACC | Intake Hood | IH | All | nan | 24 | INCHES | H-ACC-IH--24 |  | nan | 27
AccessoryIntake HoodAll36 | SM | SM Equipment | SM Accessories | Intake Hood | IH | IH | H | Accessory | ACC | Intake Hood | IH | All | nan | 36 | INCHES | H-ACC-IH--36 |  | nan | 27
AccessoryIntake HoodAll48 | SM | SM Equipment | SM Accessories | Intake Hood | IH | IH | H | Accessory | ACC | Intake Hood | IH | All | nan | 48 | INCHES | H-ACC-IH--48 |  | nan | 27
AccessoryLife Safety DamperAll12 | SM | SM Accessories | SM Accessories | Life Safety Damper | LSD | LSD | H | Accessory | ACC | Life Safety Damper | LSD | All | nan | 12 | INCHES | H-ACC-LSD--12 |  | nan | 20
AccessoryLife Safety DamperAll16 | SM | SM Accessories | SM Accessories | Life Safety Damper | LSD | LSD | H | Accessory | ACC | Life Safety Damper | LSD | All | nan | 16 | INCHES | H-ACC-LSD--16 |  | nan | 20
AccessoryLife Safety DamperAll20 | SM | SM Accessories | SM Accessories | Life Safety Damper | LSD | LSD | H | Accessory | ACC | Life Safety Damper | LSD | All | nan | 20 | INCHES | H-ACC-LSD--20 |  | nan | 20
AccessoryLife Safety DamperAll24 | SM | SM Accessories | SM Accessories | Life Safety Damper | LSD | LSD | H | Accessory | ACC | Life Safety Damper | LSD | All | nan | 24 | INCHES | H-ACC-LSD--24 |  | nan | 20
AccessoryLife Safety DamperAll32 | SM | SM Accessories | SM Accessories | Life Safety Damper | LSD | LSD | H | Accessory | ACC | Life Safety Damper | LSD | All | nan | 32 | INCHES | H-ACC-LSD--32 |  | nan | 20
AccessoryLife Safety DamperAll8 | SM | SM Accessories | SM Accessories | Life Safety Damper | LSD | LSD | H | Accessory | ACC | Life Safety Damper | LSD | All | nan | 8 | INCHES | H-ACC-LSD--8 |  | nan | 20
AccessoryLouverAll12 | SM | SM Equipment | SM Accessories | Louver | L | L | H | Accessory | ACC | Louver | L | All | nan | 12 | INCHES | H-ACC-L--12 |  | nan | 25
AccessoryLouverAll16 | SM | SM Equipment | SM Accessories | Louver | L | L | H | Accessory | ACC | Louver | L | All | nan | 16 | INCHES | H-ACC-L--16 |  | nan | 25
AccessoryLouverAll24 | SM | SM Equipment | SM Accessories | Louver | L | L | H | Accessory | ACC | Louver | L | All | nan | 24 | INCHES | H-ACC-L--24 |  | nan | 25
AccessoryLouverAll32 | SM | SM Equipment | SM Accessories | Louver | L | L | H | Accessory | ACC | Louver | L | All | nan | 32 | INCHES | H-ACC-L--32 |  | nan | 25
AccessoryLouverAll48 | SM | SM Equipment | SM Accessories | Louver | L | L | H | Accessory | ACC | Louver | L | All | nan | 48 | INCHES | H-ACC-L--48 |  | nan | 25
AccessoryLouverAll64 | SM | SM Equipment | SM Accessories | Louver | L | L | H | Accessory | ACC | Louver | L | All | nan | 64 | INCHES | H-ACC-L--64 |  | nan | 25
AccessoryManifoldAll1 | PL | Medical/Lab Gas Plant | Medical/Lab Gas | Manifold | Manifold | Manifold | P | Accessory | ACC | Manifold | MAN | All | nan | 1 | EA | P-ACC-MAN--1 |  | nan | 20
AccessoryManual Volume DamperAll12 | SM | SM Accessories | SM Accessories | Manual Volume Damper | MVD | MVD | H | Accessory | ACC | Manual Volume Damper | MVD | All | nan | 12 | INCHES | H-ACC-MVD--12 |  | nan | 20
AccessoryManual Volume DamperAll16 | SM | SM Accessories | SM Accessories | Manual Volume Damper | MVD | MVD | H | Accessory | ACC | Manual Volume Damper | MVD | All | nan | 16 | INCHES | H-ACC-MVD--16 |  | nan | 20
AccessoryManual Volume DamperAll20 | SM | SM Accessories | SM Accessories | Manual Volume Damper | MVD | MVD | H | Accessory | ACC | Manual Volume Damper | MVD | All | nan | 20 | INCHES | H-ACC-MVD--20 |  | nan | 20
AccessoryManual Volume DamperAll24 | SM | SM Accessories | SM Accessories | Manual Volume Damper | MVD | MVD | H | Accessory | ACC | Manual Volume Damper | MVD | All | nan | 24 | INCHES | H-ACC-MVD--24 |  | nan | 20
AccessoryManual Volume DamperAll32 | SM | SM Accessories | SM Accessories | Manual Volume Damper | MVD | MVD | H | Accessory | ACC | Manual Volume Damper | MVD | All | nan | 32 | INCHES | H-ACC-MVD--32 |  | nan | 20
AccessoryManual Volume DamperAll8 | SM | SM Accessories | SM Accessories | Manual Volume Damper | MVD | MVD | H | Accessory | ACC | Manual Volume Damper | MVD | All | nan | 8 | INCHES | H-ACC-MVD--8 |  | nan | 20
AccessoryMeterAll2 | PF | Chilled, Condenser, Heating Water, Steam | Chilled, Condenser, Heating Water, Steam | Meter | Meter | Meter | H | Accessory | ACC | Meter | MET | All | nan | 2 | INCHES | H-ACC-MET--2 |  | nan | 20
AccessoryMeterAll4 | PF | Chilled, Condenser, Heating Water, Steam | Chilled, Condenser, Heating Water, Steam | Meter | Meter | Meter | H | Accessory | ACC | Meter | MET | All | nan | 4 | INCHES | H-ACC-MET--4 |  | nan | 20
AccessoryOutletAll1 | PL | Medical/Lab Gas Plant | Medical/Lab Gas | Outlet | Outlet | Outlet | P | Accessory | ACC | Outlet | OLT | All | nan | 1 | EA | P-ACC-OLT--1 |  | nan | 20
AccessoryOwner Furnished Equipment ConnectionAll1 | PL | Medical/Lab Gas Plant | Medical/Lab Gas | Owner Furnished Equipment Connection | OFE Connection | OFE Connection | P | Accessory | ACC | Owner Furnished Equipment Connection | OFE | All | nan | 1 | EA | P-ACC-OFE--1 |  | nan | 20
AccessoryPolishing SystemAll1 | PF | Fuel Oil Piping and Equipment | Fuel Oil | Polishing System | nan | nan | H | Accessory | ACC | Polishing System | POL | All | nan | 1 | EA | H-ACC-POL--1 |  | HACCPOL | 15
AccessoryPressure Reducing ValveDomestic Water1 | PL | Domestic Water Plant | Domestic Water | Reduced Pressure Backflow Preventer | RPBP | PRV | P | Accessory | ACC | Pressure Reducing Valve | PRV | Domestic Water | DW | 1 | INCHES | P-ACC-PRV-DW-1 |  | PACCPRVDW | 20
AccessoryPressure Reducing ValveDomestic Water2 | PL | Domestic Water Plant | Domestic Water | Reduced Pressure Backflow Preventer | RPBP | PRV | P | Accessory | ACC | Pressure Reducing Valve | PRV | Domestic Water | DW | 2 | INCHES | P-ACC-PRV-DW-2 |  | PACCPRVDW | 20
AccessoryPressure Reducing ValveDomestic Water3 | PL | Domestic Water Plant | Domestic Water | Reduced Pressure Backflow Preventer | RPBP | PRV | P | Accessory | ACC | Pressure Reducing Valve | PRV | Domestic Water | DW | 3 | INCHES | P-ACC-PRV-DW-3 |  | PACCPRVDW | 20
AccessoryPressure Reducing ValveDomestic Water4 | PL | Domestic Water Plant | Domestic Water | Reduced Pressure Backflow Preventer | RPBP | PRV | P | Accessory | ACC | Pressure Reducing Valve | PRV | Domestic Water | DW | 4 | INCHES | P-ACC-PRV-DW-4 |  | PACCPRVDW | 20
AccessoryPressure Reducing ValveDomestic Water6 | PL | Domestic Water Plant | Domestic Water | Reduced Pressure Backflow Preventer | RPBP | PRV | P | Accessory | ACC | Pressure Reducing Valve | PRV | Domestic Water | DW | 6 | INCHES | P-ACC-PRV-DW-6 |  | PACCPRVDW | 20
AccessoryPressure Reducing ValveHydronic1 | PF | Chilled, Condenser, Heating Water | Chilled, Condenser, Heating Water | Pressure Reducing Valve | PRV | PRV | H | Accessory | ACC | Pressure Reducing Valve | PRV | Hydronic | HYD | 1 | INCHES | H-ACC-PRV-HYD-1 |  | HACCPRVHYD | 20
AccessoryPressure Reducing ValveHydronic2 | PF | Chilled, Condenser, Heating Water | Chilled, Condenser, Heating Water | Pressure Reducing Valve | PRV | PRV | H | Accessory | ACC | Pressure Reducing Valve | PRV | Hydronic | HYD | 2 | INCHES | H-ACC-PRV-HYD-2 |  | HACCPRVHYD | 20
AccessoryPressure Reducing ValveHydronic3 | PF | Chilled, Condenser, Heating Water | Chilled, Condenser, Heating Water | Pressure Reducing Valve | PRV | PRV | H | Accessory | ACC | Pressure Reducing Valve | PRV | Hydronic | HYD | 3 | INCHES | H-ACC-PRV-HYD-3 |  | HACCPRVHYD | 20
AccessoryPressure Reducing ValveHydronic4 | PF | Chilled, Condenser, Heating Water | Chilled, Condenser, Heating Water | Pressure Reducing Valve | PRV | PRV | H | Accessory | ACC | Pressure Reducing Valve | PRV | Hydronic | HYD | 4 | INCHES | H-ACC-PRV-HYD-4 |  | HACCPRVHYD | 20
AccessoryPressure Reducing ValveHydronic6 | PF | Chilled, Condenser, Heating Water | Chilled, Condenser, Heating Water | Pressure Reducing Valve | PRV | PRV | H | Accessory | ACC | Pressure Reducing Valve | PRV | Hydronic | HYD | 6 | INCHES | H-ACC-PRV-HYD-6 |  | HACCPRVHYD | 20
AccessoryPressure Reducing ValveMedical/Lab Gas1 | PL | Medical/Lab Gas Plant | Medical/Lab Gas | Pressure Reducing Valve | PRV | PRV | P | Accessory | ACC | Pressure Reducing Valve | PRV | Medical/Lab Gas | MED | 1 | INCHES | P-ACC-PRV-MED-1 |  | PACCPRVMED | 20
AccessoryPressure Reducing ValveMedical/Lab Gas2 | PL | Medical/Lab Gas Plant | Medical/Lab Gas | Pressure Reducing Valve | PRV | PRV | P | Accessory | ACC | Pressure Reducing Valve | PRV | Medical/Lab Gas | MED | 2 | INCHES | P-ACC-PRV-MED-2 |  | PACCPRVMED | 20
AccessoryPressure Reducing ValveMedical/Lab Gas4 | PL | Medical/Lab Gas Plant | Medical/Lab Gas | Pressure Reducing Valve | PRV | PRV | P | Accessory | ACC | Pressure Reducing Valve | PRV | Medical/Lab Gas | MED | 4 | INCHES | P-ACC-PRV-MED-4 |  | PACCPRVMED | 20
AccessoryPressure Reducing ValveMedical/Lab Gas6 | PL | Medical/Lab Gas Plant | Medical/Lab Gas | Pressure Reducing Valve | PRV | PRV | P | Accessory | ACC | Pressure Reducing Valve | PRV | Medical/Lab Gas | MED | 6 | INCHES | P-ACC-PRV-MED-6 |  | PACCPRVMED | 20
AccessoryPressure Reducing ValveNatural Gas1 | PL | Natural Gas Piping and Equipment | Natural Gas | Pressure Reducing Valve | PRV | PRV | P | Accessory | ACC | Pressure Reducing Valve | PRV | Natural Gas | GAS | 1 | INCHES | P-ACC-PRV-GAS-1 |  | PACCPRVGAS | 20
AccessoryPressure Reducing ValveNatural Gas2 | PL | Natural Gas Piping and Equipment | Natural Gas | Pressure Reducing Valve | PRV | PRV | P | Accessory | ACC | Pressure Reducing Valve | PRV | Natural Gas | GAS | 2 | INCHES | P-ACC-PRV-GAS-2 |  | PACCPRVGAS | 20
AccessoryPressure Reducing ValveNatural Gas4 | PL | Natural Gas Piping and Equipment | Natural Gas | Pressure Reducing Valve | PRV | PRV | P | Accessory | ACC | Pressure Reducing Valve | PRV | Natural Gas | GAS | 4 | INCHES | P-ACC-PRV-GAS-4 |  | PACCPRVGAS | 20
AccessoryPressure Reducing ValveNatural Gas6 | PL | Natural Gas Piping and Equipment | Natural Gas | Pressure Reducing Valve | PRV | PRV | P | Accessory | ACC | Pressure Reducing Valve | PRV | Natural Gas | GAS | 6 | INCHES | P-ACC-PRV-GAS-6 |  | PACCPRVGAS | 20
AccessoryPressure Reducing ValveSteam1 | PF | Steam Boiler Plant | Steam | Pressure Reducing Valve | PRV | PRV | H | Accessory | ACC | Pressure Reducing Valve | PRV | Steam | STM | 1 | INCHES | H-ACC-PRV-STM-1 |  | HACCPRVSTM | 20
AccessoryPressure Reducing ValveSteam2 | PF | Steam Boiler Plant | Steam | Pressure Reducing Valve | PRV | PRV | H | Accessory | ACC | Pressure Reducing Valve | PRV | Steam | STM | 2 | INCHES | H-ACC-PRV-STM-2 |  | HACCPRVSTM | 20
AccessoryPressure Reducing ValveSteam4 | PF | Steam Boiler Plant | Steam | Pressure Reducing Valve | PRV | PRV | H | Accessory | ACC | Pressure Reducing Valve | PRV | Steam | STM | 4 | INCHES | H-ACC-PRV-STM-4 |  | HACCPRVSTM | 20
AccessoryPressure Reducing ValveSteam6 | PF | Steam Boiler Plant | Steam | Pressure Reducing Valve | PRV | PRV | H | Accessory | ACC | Pressure Reducing Valve | PRV | Steam | STM | 6 | INCHES | H-ACC-PRV-STM-6 |  | HACCPRVSTM | 20
AccessoryPumpFuel Oil Transfer10 | PF | Fuel Oil Piping and Equipment | Fuel Oil | Transfer Pump | nan | Other | H | Accessory | ACC | Pump | PMP | Fuel Oil Transfer | OIL | 10 | HP | H-ACC-PMP-OIL-10 |  | HACCPMPOIL | 15
AccessoryPumpFuel Oil Transfer2 | PF | Fuel Oil Piping and Equipment | Fuel Oil | Transfer Pump | nan | Other | H | Accessory | ACC | Pump | PMP | Fuel Oil Transfer | OIL | 2 | HP | H-ACC-PMP-OIL-2 |  | HACCPMPOIL | 15
AccessoryRemote ChillerDomestic Water10 | PL | Domestic Water Plant | Domestic Water | Domestic Drinking Water Remote Chiller | nan | Other | P | Accessory | ACC | Remote Chiller | RMT | Domestic Water | DW | 10 | GAL | P-ACC-RMT-DW-10 |  | nan | 20
AccessoryRemote ChillerDomestic Water100 | PL | Domestic Water Plant | Domestic Water | Domestic Drinking Water Remote Chiller | nan | Other | P | Accessory | ACC | Remote Chiller | RMT | Domestic Water | DW | 100 | GAL | P-ACC-RMT-DW-100 |  | nan | 20
AccessoryRemote ChillerDomestic Water200 | PL | Domestic Water Plant | Domestic Water | Domestic Drinking Water Remote Chiller | nan | Other | P | Accessory | ACC | Remote Chiller | RMT | Domestic Water | DW | 200 | GAL | P-ACC-RMT-DW-200 |  | nan | 20
AccessoryRemote ChillerDomestic Water300 | PL | Domestic Water Plant | Domestic Water | Domestic Drinking Water Remote Chiller | nan | Other | P | Accessory | ACC | Remote Chiller | RMT | Domestic Water | DW | 300 | GAL | P-ACC-RMT-DW-300 |  | nan | 20
AccessoryRemote ChillerDomestic Water50 | PL | Domestic Water Plant | Domestic Water | Domestic Drinking Water Remote Chiller | nan | Other | P | Accessory | ACC | Remote Chiller | RMT | Domestic Water | DW | 50 | GAL | P-ACC-RMT-DW-50 |  | nan | 20
AccessoryRemote ChillerDomestic Water500 | PL | Domestic Water Plant | Domestic Water | Domestic Drinking Water Remote Chiller | nan | Other | P | Accessory | ACC | Remote Chiller | RMT | Domestic Water | DW | 500 | GAL | P-ACC-RMT-DW-500 |  | nan | 20
AccessoryRoof HoodAll12 | SM | SM Equipment | SM Accessories | Roof Hood | RH | RH | H | Accessory | ACC | Roof Hood | RH | All | nan | 12 | INCHES | H-ACC-RH--12 |  | nan | 25
AccessoryRoof HoodAll24 | SM | SM Equipment | SM Accessories | Roof Hood | RH | RH | H | Accessory | ACC | Roof Hood | RH | All | nan | 24 | INCHES | H-ACC-RH--24 |  | nan | 25
AccessoryRoof HoodAll36 | SM | SM Equipment | SM Accessories | Roof Hood | RH | RH | H | Accessory | ACC | Roof Hood | RH | All | nan | 36 | INCHES | H-ACC-RH--36 |  | nan | 25
AccessoryRoof HoodAll48 | SM | SM Equipment | SM Accessories | Roof Hood | RH | RH | H | Accessory | ACC | Roof Hood | RH | All | nan | 48 | INCHES | H-ACC-RH--48 |  | nan | 25
AccessorySound AttenuatorAll12 | SM | SM Accessories | SM Accessories | Sound Attenuator | Sound | SATT | H | Accessory | ACC | Sound Attenuator | SATT | All | nan | 12 | INCHES | H-ACC-SATT--12 |  | nan | 25
AccessorySound AttenuatorAll16 | SM | SM Accessories | SM Accessories | Sound Attenuator | Sound | SATT | H | Accessory | ACC | Sound Attenuator | SATT | All | nan | 16 | INCHES | H-ACC-SATT--16 |  | nan | 25
AccessorySound AttenuatorAll24 | SM | SM Accessories | SM Accessories | Sound Attenuator | Sound | SATT | H | Accessory | ACC | Sound Attenuator | SATT | All | nan | 24 | INCHES | H-ACC-SATT--24 |  | nan | 25
AccessorySound AttenuatorAll36 | SM | SM Accessories | SM Accessories | Sound Attenuator | Sound | SATT | H | Accessory | ACC | Sound Attenuator | SATT | All | nan | 36 | INCHES | H-ACC-SATT--36 |  | nan | 25
AccessorySound AttenuatorAll48 | SM | SM Accessories | SM Accessories | Sound Attenuator | Sound | SATT | H | Accessory | ACC | Sound Attenuator | SATT | All | nan | 48 | INCHES | H-ACC-SATT--48 |  | nan | 25
AccessorySound AttenuatorAll60 | SM | SM Accessories | SM Accessories | Sound Attenuator | Sound | SATT | H | Accessory | ACC | Sound Attenuator | SATT | All | nan | 60 | INCHES | H-ACC-SATT--60 |  | nan | 25
AccessorySound BootAll12 | SM | SM Accessories | SM Accessories | Sound Boot | Sound | GRD-Sound | H | Accessory | ACC | Sound Boot | SBT | All | nan | 12 | INCHES | H-ACC-SBT--12 |  | nan | 25
AccessorySound BootAll16 | SM | SM Accessories | SM Accessories | Sound Boot | Sound | GRD-Sound | H | Accessory | ACC | Sound Boot | SBT | All | nan | 16 | INCHES | H-ACC-SBT--16 |  | nan | 25
AccessorySound BootAll24 | SM | SM Accessories | SM Accessories | Sound Boot | Sound | GRD-Sound | H | Accessory | ACC | Sound Boot | SBT | All | nan | 24 | INCHES | H-ACC-SBT--24 |  | nan | 25
AccessorySound BootAll8 | SM | SM Accessories | SM Accessories | Sound Boot | Sound | GRD-Sound | H | Accessory | ACC | Sound Boot | SBT | All | nan | 8 | INCHES | H-ACC-SBT--8 |  | nan | 25
AccessoryTrapGuard2 | PL | Sanitary Equipment | Sanitary Waste | Trap Guard | nan | Other | P | Accessory | ACC | Trap | TRAP | Guard | GRD | 2 | INCHES | P-ACC-TRAP-GRD-2 |  | nan | 20
AccessoryTrapGuard4 | PL | Sanitary Equipment | Sanitary Waste | Trap Guard | nan | Other | P | Accessory | ACC | Trap | TRAP | Guard | GRD | 4 | INCHES | P-ACC-TRAP-GRD-4 |  | nan | 20
AccessoryTrapPrimer2 | PL | Sanitary Equipment | Sanitary Waste | Trap Primer | nan | Other | P | Accessory | ACC | Trap | TRAP | Primer | PMR | 2 | INCHES | P-ACC-TRAP-PMR-2 |  | nan | 20
AccessoryTrapPrimer4 | PL | Sanitary Equipment | Sanitary Waste | Trap Primer | nan | Other | P | Accessory | ACC | Trap | TRAP | Primer | PMR | 4 | INCHES | P-ACC-TRAP-PMR-4 |  | nan | 20
AccessoryTrapSpecialty2 | PL | Sanitary Equipment | Sanitary Waste | Specialty Trap | nan | Other | P | Accessory | ACC | Trap | TRAP | Specialty | SP | 2 | GAL | P-ACC-TRAP-SP-2 |  | nan | 10
AccessoryTrapSpecialty4 | PL | Sanitary Equipment | Sanitary Waste | Specialty Trap | nan | Other | P | Accessory | ACC | Trap | TRAP | Specialty | SP | 4 | GAL | P-ACC-TRAP-SP-4 |  | nan | 10
AccessoryTrapSteam1 | PF | Steam Boiler Plant | Steam | Steam Trap | ST | ST | H | Accessory | ACC | Trap | TRAP | Steam | STM | 1 | INCHES | H-ACC-TRAP-STM-1 |  | nan | 10
AccessoryTrapSteam2 | PF | Steam Boiler Plant | Steam | Steam Trap | ST | ST | H | Accessory | ACC | Trap | TRAP | Steam | STM | 2 | INCHES | H-ACC-TRAP-STM-2 |  | nan | 10
AccessoryTrapSteam4 | PF | Steam Boiler Plant | Steam | Steam Trap | ST | ST | H | Accessory | ACC | Trap | TRAP | Steam | STM | 4 | INCHES | H-ACC-TRAP-STM-4 |  | nan | 10
AccessoryTrapSteam6 | PF | Steam Boiler Plant | Steam | Steam Trap | ST | ST | H | Accessory | ACC | Trap | TRAP | Steam | STM | 6 | INCHES | H-ACC-TRAP-STM-6 |  | nan | 10
AccessoryVariable Frequency DriveAll10 | PF | Chilled, Condenser, Heating Water | Chilled, Condenser, Heating Water | Variable Frequency Drive | VFDs | VFD | H | Accessory | ACC | Variable Frequency Drive | VFD | All | nan | 10 | HP | H-ACC-VFD--10 |  | HACCVFD | 17
AccessoryVariable Frequency DriveAll10 | PL | Domestic Water Plant | Domestic Water | Variable Frequency Drive | VFDs | VFD | P | Accessory | ACC | Variable Frequency Drive | VFD | All | nan | 10 | HP | P-ACC-VFD--10 |  | HACCVFD | 17
AccessoryVariable Frequency DriveAll100 | PF | Chilled, Condenser, Heating Water | Chilled, Condenser, Heating Water | Variable Frequency Drive | VFDs | VFD | H | Accessory | ACC | Variable Frequency Drive | VFD | All | nan | 100 | HP | H-ACC-VFD--100 |  | HACCVFD | 17
AccessoryVariable Frequency DriveAll15 | PF | Chilled, Condenser, Heating Water | Chilled, Condenser, Heating Water | Variable Frequency Drive | VFDs | VFD | H | Accessory | ACC | Variable Frequency Drive | VFD | All | nan | 15 | HP | H-ACC-VFD--15 |  | HACCVFD | 17
AccessoryVariable Frequency DriveAll2 | PF | Chilled, Condenser, Heating Water | Chilled, Condenser, Heating Water | Variable Frequency Drive | VFDs | VFD | H | Accessory | ACC | Variable Frequency Drive | VFD | All | nan | 2 | HP | H-ACC-VFD--2 |  | HACCVFD | 17
AccessoryVariable Frequency DriveAll2 | PL | Domestic Water Plant | Domestic Water | Variable Frequency Drive | VFDs | VFD | P | Accessory | ACC | Variable Frequency Drive | VFD | All | nan | 2 | HP | P-ACC-VFD--2 |  | HACCVFD | 17
AccessoryVariable Frequency DriveAll20 | PF | Chilled, Condenser, Heating Water | Chilled, Condenser, Heating Water | Variable Frequency Drive | VFDs | VFD | H | Accessory | ACC | Variable Frequency Drive | VFD | All | nan | 20 | HP | H-ACC-VFD--20 |  | HACCVFD | 17
AccessoryVariable Frequency DriveAll25 | PF | Chilled, Condenser, Heating Water | Chilled, Condenser, Heating Water | Variable Frequency Drive | VFDs | VFD | H | Accessory | ACC | Variable Frequency Drive | VFD | All | nan | 25 | HP | H-ACC-VFD--25 |  | HACCVFD | 17
AccessoryVariable Frequency DriveAll3 | PF | Chilled, Condenser, Heating Water | Chilled, Condenser, Heating Water | Variable Frequency Drive | VFDs | VFD | H | Accessory | ACC | Variable Frequency Drive | VFD | All | nan | 3 | HP | H-ACC-VFD--3 |  | HACCVFD | 17
AccessoryVariable Frequency DriveAll30 | PF | Chilled, Condenser, Heating Water | Chilled, Condenser, Heating Water | Variable Frequency Drive | VFDs | VFD | H | Accessory | ACC | Variable Frequency Drive | VFD | All | nan | 30 | HP | H-ACC-VFD--30 |  | HACCVFD | 17
AccessoryVariable Frequency DriveAll40 | PF | Chilled, Condenser, Heating Water | Chilled, Condenser, Heating Water | Variable Frequency Drive | VFDs | VFD | H | Accessory | ACC | Variable Frequency Drive | VFD | All | nan | 40 | HP | H-ACC-VFD--40 |  | HACCVFD | 17
AccessoryVariable Frequency DriveAll5 | PF | Chilled, Condenser, Heating Water | Chilled, Condenser, Heating Water | Variable Frequency Drive | VFDs | VFD | H | Accessory | ACC | Variable Frequency Drive | VFD | All | nan | 5 | HP | H-ACC-VFD--5 |  | HACCVFD | 17
AccessoryVariable Frequency DriveAll5 | PL | Domestic Water Plant | Domestic Water | Variable Frequency Drive | VFDs | VFD | P | Accessory | ACC | Variable Frequency Drive | VFD | All | nan | 5 | HP | P-ACC-VFD--5 |  | HACCVFD | 17
AccessoryVariable Frequency DriveAll50 | PF | Chilled, Condenser, Heating Water | Chilled, Condenser, Heating Water | Variable Frequency Drive | VFDs | VFD | H | Accessory | ACC | Variable Frequency Drive | VFD | All | nan | 50 | HP | H-ACC-VFD--50 |  | HACCVFD | 17
AccessoryVariable Frequency DriveAll60 | PF | Chilled, Condenser, Heating Water | Chilled, Condenser, Heating Water | Variable Frequency Drive | VFDs | VFD | H | Accessory | ACC | Variable Frequency Drive | VFD | All | nan | 60 | HP | H-ACC-VFD--60 |  | HACCVFD | 17
AccessoryVariable Frequency DriveAll7.5 | PF | Chilled, Condenser, Heating Water | Chilled, Condenser, Heating Water | Variable Frequency Drive | VFDs | VFD | H | Accessory | ACC | Variable Frequency Drive | VFD | All | nan | 7.5 | HP | H-ACC-VFD--7.5 |  | HACCVFD | 17
AccessoryVariable Frequency DriveAll7.5 | PL | Domestic Water Plant | Domestic Water | Variable Frequency Drive | VFDs | VFD | P | Accessory | ACC | Variable Frequency Drive | VFD | All | nan | 7.5 | HP | P-ACC-VFD--7.5 |  | HACCVFD | 17
AccessoryVariable Frequency DriveAll75 | PF | Chilled, Condenser, Heating Water | Chilled, Condenser, Heating Water | Variable Frequency Drive | VFDs | VFD | H | Accessory | ACC | Variable Frequency Drive | VFD | All | nan | 75 | HP | H-ACC-VFD--75 |  | HACCVFD | 17
AccessoryWater Treatment ControllerAll2 | PF | Chilled, Condenser, Heating Water, Steam | Chilled, Condenser, Heating Water, Steam | Water Treatment Controller | Water Treatment Controller | Water Treatment Controller | H | Accessory | ACC | Water Treatment Controller | WTC | All | nan | 2 | GPM | H-ACC-WTC--2 |  | nan | 15
AccessoryZone Valve BoxAll1 | PL | Medical/Lab Gas Plant | Medical/Lab Gas | Zone Valve Box | ZVB | ZVB | P | Accessory | ACC | Zone Valve Box | ZVB | All | nan | 1 | EA | P-ACC-ZVB--1 |  | nan | 25
Air CompressorAir CooledReceiver100 | PL | Medical/Lab Gas Plant | Medical/Lab Gas | Air Compressor | AC | COMP | P | Air Compressor | AC | Air Cooled | AIR | Receiver | RCV | 100 | HP | P-AC-AIR-RCV-100 |  | PACAIRRCV | 15
Air CompressorAir CooledReceiver15 | PL | Medical/Lab Gas Plant | Medical/Lab Gas | Air Compressor | AC | COMP | P | Air Compressor | AC | Air Cooled | AIR | Receiver | RCV | 15 | HP | P-AC-AIR-RCV-15 |  | PACAIRRCV | 15
Air CompressorAir CooledReceiver250 | PL | Medical/Lab Gas Plant | Medical/Lab Gas | Air Compressor | AC | COMP | P | Air Compressor | AC | Air Cooled | AIR | Receiver | RCV | 250 | HP | P-AC-AIR-RCV-250 |  | PACAIRRCV | 15
Air CompressorAir CooledReceiver5 | PL | Medical/Lab Gas Plant | Medical/Lab Gas | Air Compressor | AC | COMP | P | Air Compressor | AC | Air Cooled | AIR | Receiver | RCV | 5 | HP | P-AC-AIR-RCV-5 |  | PACAIRRCV | 15
Air CompressorAir CooledReceiver50 | PL | Medical/Lab Gas Plant | Medical/Lab Gas | Air Compressor | AC | COMP | P | Air Compressor | AC | Air Cooled | AIR | Receiver | RCV | 50 | HP | P-AC-AIR-RCV-50 |  | PACAIRRCV | 15
Air CompressorAir CooledScrew100 | PL | Medical/Lab Gas Plant | Medical/Lab Gas | Air Compressor | AC | COMP | P | Air Compressor | AC | Air Cooled | AIR | Screw | SCW | 100 | HP | P-AC-AIR-SCW-100 |  | PACAIRSCW | 15
Air CompressorAir CooledScrew15 | PL | Medical/Lab Gas Plant | Medical/Lab Gas | Air Compressor | AC | COMP | P | Air Compressor | AC | Air Cooled | AIR | Screw | SCW | 15 | HP | P-AC-AIR-SCW-15 |  | PACAIRSCW | 15
Air CompressorAir CooledScrew250 | PL | Medical/Lab Gas Plant | Medical/Lab Gas | Air Compressor | AC | COMP | P | Air Compressor | AC | Air Cooled | AIR | Screw | SCW | 250 | HP | P-AC-AIR-SCW-250 |  | PACAIRSCW | 15
Air CompressorAir CooledScrew50 | PL | Medical/Lab Gas Plant | Medical/Lab Gas | Air Compressor | AC | COMP | P | Air Compressor | AC | Air Cooled | AIR | Screw | SCW | 50 | HP | P-AC-AIR-SCW-50 |  | PACAIRSCW | 15
Air CompressorWater CooledCentrifugal1000 | PL | Medical/Lab Gas Plant | Medical/Lab Gas | Air Compressor | AC | COMP | P | Air Compressor | AC | Water Cooled | WTR | Centrifugal | CNT | 1000 | HP | P-AC-WTR-CNT-1000 |  | PACWTRCNT | 15
Air CompressorWater CooledCentrifugal250 | PL | Medical/Lab Gas Plant | Medical/Lab Gas | Air Compressor | AC | COMP | P | Air Compressor | AC | Water Cooled | WTR | Centrifugal | CNT | 250 | HP | P-AC-WTR-CNT-250 |  | PACWTRCNT | 15
Air CompressorWater CooledCentrifugal250 | PL | Medical/Lab Gas Plant | Medical/Lab Gas | Air Compressor | AC | COMP | P | Air Compressor | AC | Water Cooled | WTR | Centrifugal | CNT | 250 | HP | P-AC-WTR-CNT-250 |  | PACWTRCNT | 15
Air CompressorWater CooledCentrifugal3000 | PL | Medical/Lab Gas Plant | Medical/Lab Gas | Air Compressor | AC | COMP | P | Air Compressor | AC | Water Cooled | WTR | Centrifugal | CNT | 3000 | HP | P-AC-WTR-CNT-3000 |  | PACWTRCNT | 15
Air CompressorWater CooledCentrifugal5000 | PL | Medical/Lab Gas Plant | Medical/Lab Gas | Air Compressor | AC | COMP | P | Air Compressor | AC | Water Cooled | WTR | Centrifugal | CNT | 5000 | HP | P-AC-WTR-CNT-5000 |  | PACWTRCNT | 15
Air CompressorWater CooledScrew100 | PL | Medical/Lab Gas Plant | Medical/Lab Gas | Air Compressor | AC | COMP | P | Air Compressor | AC | Water Cooled | WTR | Screw | SCW | 100 | HP | P-AC-WTR-SCW-100 |  | PACWTRSCW | 15
Air CompressorWater CooledScrew150 | PL | Medical/Lab Gas Plant | Medical/Lab Gas | Air Compressor | AC | COMP | P | Air Compressor | AC | Water Cooled | WTR | Screw | SCW | 150 | HP | P-AC-WTR-SCW-150 |  | PACWTRSCW | 15
Air CompressorWater CooledScrew250 | PL | Medical/Lab Gas Plant | Medical/Lab Gas | Air Compressor | AC | COMP | P | Air Compressor | AC | Water Cooled | WTR | Screw | SCW | 250 | HP | P-AC-WTR-SCW-250 |  | PACWTRSCW | 15
Air CompressorWater CooledScrew50 | PL | Medical/Lab Gas Plant | Medical/Lab Gas | Air Compressor | AC | COMP | P | Air Compressor | AC | Water Cooled | WTR | Screw | SCW | 50 | HP | P-AC-WTR-SCW-50 |  | PACWTRSCW | 15
Air CurtainElectricAll1000 | SM | Air Handling System Terminal Equipment | Terminal Equipment | Air Curtain | AC | AC | H | Air Curtain | ACT | Electric | ELE | All | nan | 1000 | CFM | H-ACT-ELE--1000 |  | HACT | 10
Air CurtainElectricAll2000 | SM | Air Handling System Terminal Equipment | Terminal Equipment | Air Curtain | AC | AC | H | Air Curtain | ACT | Electric | ELE | All | nan | 2000 | CFM | H-ACT-ELE--2000 |  | HACT | 10
Air CurtainHot WaterAll1000 | SM | Air Handling System Terminal Equipment | Terminal Equipment | Air Curtain | AC | AC | H | Air Curtain | ACT | Hot Water | HW | All | nan | 1000 | CFM | H-ACT-HW--1000 |  | HACT | 10
Air CurtainHot WaterAll2000 | SM | Air Handling System Terminal Equipment | Terminal Equipment | Air Curtain | AC | AC | H | Air Curtain | ACT | Hot Water | HW | All | nan | 2000 | CFM | H-ACT-HW--2000 |  | HACT | 10
Air CurtainHot WaterAll5000 | SM | Air Handling System Terminal Equipment | Terminal Equipment | Air Curtain | AC | AC | H | Air Curtain | ACT | Hot Water | HW | All | nan | 5000 | CFM | H-ACT-HW--5000 |  | HACT | 10
Air CurtainNo HeatAll1000 | SM | Air Handling System Terminal Equipment | Terminal Equipment | Air Curtain | AC | AC | H | Air Curtain | ACT | No Heat | NOH | All | nan | 1000 | CFM | H-ACT-NOH--1000 |  | HACT | 10
Air CurtainNo HeatAll2000 | SM | Air Handling System Terminal Equipment | Terminal Equipment | Air Curtain | AC | AC | H | Air Curtain | ACT | No Heat | NOH | All | nan | 2000 | CFM | H-ACT-NOH--2000 |  | HACT | 10
Air CurtainNo HeatAll5000 | SM | Air Handling System Terminal Equipment | Terminal Equipment | Air Curtain | AC | AC | H | Air Curtain | ACT | No Heat | NOH | All | nan | 5000 | CFM | H-ACT-NOH--5000 |  | HACT | 10
Air DryerAir DryerDesiccant10000 | PL | Medical/Lab Gas Plant | Medical/Lab Gas | Air Dryer | nan | nan | P | Air Dryer | AC | Air Dryer | AD | Desiccant | DES | 10000 | CFM | P-AC-AD-DES-10000 |  | PACAAD | 15
Air DryerAir DryerDesiccant15000 | PL | Medical/Lab Gas Plant | Medical/Lab Gas | Air Dryer | nan | nan | P | Air Dryer | AC | Air Dryer | AD | Desiccant | DES | 15000 | CFM | P-AC-AD-DES-15000 |  | PACAAD | 15
Air DryerAir DryerDesiccant2000 | PL | Medical/Lab Gas Plant | Medical/Lab Gas | Air Dryer | nan | nan | P | Air Dryer | AC | Air Dryer | AD | Desiccant | DES | 2000 | CFM | P-AC-AD-DES-2000 |  | PACAAD | 15
Air DryerAir DryerDesiccant5000 | PL | Medical/Lab Gas Plant | Medical/Lab Gas | Air Dryer | nan | nan | P | Air Dryer | AC | Air Dryer | AD | Desiccant | DES | 5000 | CFM | P-AC-AD-DES-5000 |  | PACAAD | 15
Air DryerAir DryerRefrigerated100 | PL | Medical/Lab Gas Plant | Medical/Lab Gas | Air Dryer | nan | nan | P | Air Dryer | AC | Air Dryer | AD | Refrigerated | REF | 100 | CFM | P-AC-AD-REF-100 |  | PACAAD | 15
Air DryerAir DryerRefrigerated1000 | PL | Medical/Lab Gas Plant | Medical/Lab Gas | Air Dryer | nan | nan | P | Air Dryer | AC | Air Dryer | AD | Refrigerated | REF | 1000 | CFM | P-AC-AD-REF-1000 |  | PACAAD | 15
Air DryerAir DryerRefrigerated2000 | PL | Medical/Lab Gas Plant | Medical/Lab Gas | Air Dryer | nan | nan | P | Air Dryer | AC | Air Dryer | AD | Refrigerated | REF | 2000 | CFM | P-AC-AD-REF-2000 |  | PACAAD | 15
Air DryerAir DryerRefrigerated500 | PL | Medical/Lab Gas Plant | Medical/Lab Gas | Air Dryer | nan | nan | P | Air Dryer | AC | Air Dryer | AD | Refrigerated | REF | 500 | CFM | P-AC-AD-REF-500 |  | PACAAD | 15
Air Handling UnitChilled Water, Heating WaterCustom10000 | SM | Air Handling Units | Air Handling Units | Air Handling Unit | AHU | AHU | H | Air Handling Unit | AHU | Chilled Water, Heating Water | CHW | Custom | CST | 10000 | CFM | H-AHU-CHW-CST-10000 |  | HAHUCHWCST | 20
Air Handling UnitChilled Water, Heating WaterCustom100000 | SM | Air Handling Units | Air Handling Units | Air Handling Unit | AHU | AHU | H | Air Handling Unit | AHU | Chilled Water, Heating Water | CHW | Custom | CST | 100000 | CFM | H-AHU-CHW-CST-100000 |  | HAHUCHWCST | 20
Air Handling UnitChilled Water, Heating WaterCustom20000 | SM | Air Handling Units | Air Handling Units | Air Handling Unit | AHU | AHU | H | Air Handling Unit | AHU | Chilled Water, Heating Water | CHW | Custom | CST | 20000 | CFM | H-AHU-CHW-CST-20000 |  | HAHUCHWCST | 20
Air Handling UnitChilled Water, Heating WaterCustom40000 | SM | Air Handling Units | Air Handling Units | Air Handling Unit | AHU | AHU | H | Air Handling Unit | AHU | Chilled Water, Heating Water | CHW | Custom | CST | 40000 | CFM | H-AHU-CHW-CST-40000 |  | HAHUCHWCST | 20
Air Handling UnitChilled Water, Heating WaterCustom5000 | SM | Air Handling Units | Air Handling Units | Air Handling Unit | AHU | AHU | H | Air Handling Unit | AHU | Chilled Water, Heating Water | CHW | Custom | CST | 5000 | CFM | H-AHU-CHW-CST-5000 |  | HAHUCHWCST | 20
Air Handling UnitChilled Water, Heating WaterCustom60000 | SM | Air Handling Units | Air Handling Units | Air Handling Unit | AHU | AHU | H | Air Handling Unit | AHU | Chilled Water, Heating Water | CHW | Custom | CST | 60000 | CFM | H-AHU-CHW-CST-60000 |  | HAHUCHWCST | 20
Air Handling UnitChilled Water, Heating WaterCustom80000 | SM | Air Handling Units | Air Handling Units | Air Handling Unit | AHU | AHU | H | Air Handling Unit | AHU | Chilled Water, Heating Water | CHW | Custom | CST | 80000 | CFM | H-AHU-CHW-CST-80000 |  | HAHUCHWCST | 20
Air Handling UnitChilled Water, Heating WaterPackaged10000 | SM | Air Handling Units | Air Handling Units | Air Handling Unit | AHU | AHU | H | Air Handling Unit | AHU | Chilled Water, Heating Water | CHW | Packaged | PKG | 10000 | CFM | H-AHU-CHW-PKG-10000 |  | HAHUCHWPKG | 20
Air Handling UnitChilled Water, Heating WaterPackaged100000 | SM | Air Handling Units | Air Handling Units | Air Handling Unit | AHU | AHU | H | Air Handling Unit | AHU | Chilled Water, Heating Water | CHW | Packaged | PKG | 100000 | CFM | H-AHU-CHW-PKG-100000 |  | HAHUCHWPKG | 20
Air Handling UnitChilled Water, Heating WaterPackaged20000 | SM | Air Handling Units | Air Handling Units | Air Handling Unit | AHU | AHU | H | Air Handling Unit | AHU | Chilled Water, Heating Water | CHW | Packaged | PKG | 20000 | CFM | H-AHU-CHW-PKG-20000 |  | HAHUCHWPKG | 20
Air Handling UnitChilled Water, Heating WaterPackaged40000 | SM | Air Handling Units | Air Handling Units | Air Handling Unit | AHU | AHU | H | Air Handling Unit | AHU | Chilled Water, Heating Water | CHW | Packaged | PKG | 40000 | CFM | H-AHU-CHW-PKG-40000 |  | HAHUCHWPKG | 20
Air Handling UnitChilled Water, Heating WaterPackaged5000 | SM | Air Handling Units | Air Handling Units | Air Handling Unit | AHU | AHU | H | Air Handling Unit | AHU | Chilled Water, Heating Water | CHW | Packaged | PKG | 5000 | CFM | H-AHU-CHW-PKG-5000 |  | HAHUCHWPKG | 20
Air Handling UnitChilled Water, Heating WaterPackaged60000 | SM | Air Handling Units | Air Handling Units | Air Handling Unit | AHU | AHU | H | Air Handling Unit | AHU | Chilled Water, Heating Water | CHW | Packaged | PKG | 60000 | CFM | H-AHU-CHW-PKG-60000 |  | HAHUCHWPKG | 20
Air Handling UnitChilled Water, Heating WaterPackaged80000 | SM | Air Handling Units | Air Handling Units | Air Handling Unit | AHU | AHU | H | Air Handling Unit | AHU | Chilled Water, Heating Water | CHW | Packaged | PKG | 80000 | CFM | H-AHU-CHW-PKG-80000 |  | HAHUCHWPKG | 20
Air Handling UnitDX, Gas-FiredCustom10000 | SM | Air Handling Units | Air Handling Units | Air Handling Unit | AHU | AHU | H | Air Handling Unit | AHU | DX, Gas-Fired | DXG | Custom | CST | 10000 | CFM | H-AHU-DXG-CST-10000 |  | HAHUDXGCST | 20
Air Handling UnitDX, Gas-FiredCustom100000 | SM | Air Handling Units | Air Handling Units | Air Handling Unit | AHU | AHU | H | Air Handling Unit | AHU | DX, Gas-Fired | DXG | Custom | CST | 100000 | CFM | H-AHU-DXG-CST-100000 |  | HAHUDXGCST | 20
Air Handling UnitDX, Gas-FiredCustom20000 | SM | Air Handling Units | Air Handling Units | Air Handling Unit | AHU | AHU | H | Air Handling Unit | AHU | DX, Gas-Fired | DXG | Custom | CST | 20000 | CFM | H-AHU-DXG-CST-20000 |  | HAHUDXGCST | 20
Air Handling UnitDX, Gas-FiredCustom40000 | SM | Air Handling Units | Air Handling Units | Air Handling Unit | AHU | AHU | H | Air Handling Unit | AHU | DX, Gas-Fired | DXG | Custom | CST | 40000 | CFM | H-AHU-DXG-CST-40000 |  | HAHUDXGCST | 20
Air Handling UnitDX, Gas-FiredCustom5000 | SM | Air Handling Units | Air Handling Units | Air Handling Unit | AHU | AHU | H | Air Handling Unit | AHU | DX, Gas-Fired | DXG | Custom | CST | 5000 | CFM | H-AHU-DXG-CST-5000 |  | HAHUDXGCST | 20
Air Handling UnitDX, Gas-FiredCustom60000 | SM | Air Handling Units | Air Handling Units | Air Handling Unit | AHU | AHU | H | Air Handling Unit | AHU | DX, Gas-Fired | DXG | Custom | CST | 60000 | CFM | H-AHU-DXG-CST-60000 |  | HAHUDXGCST | 20
Air Handling UnitDX, Gas-FiredCustom80000 | SM | Air Handling Units | Air Handling Units | Air Handling Unit | AHU | AHU | H | Air Handling Unit | AHU | DX, Gas-Fired | DXG | Custom | CST | 80000 | CFM | H-AHU-DXG-CST-80000 |  | HAHUDXGCST | 20
Air Handling UnitDX, Gas-FiredPackaged10000 | SM | Air Handling Units | Air Handling Units | Air Handling Unit | AHU | AHU | H | Air Handling Unit | AHU | DX, Gas-Fired | DXG | Packaged | PKG | 10000 | CFM | H-AHU-DXG-PKG-10000 |  | HAHUDXGPKG | 20
Air Handling UnitDX, Gas-FiredPackaged100000 | SM | Air Handling Units | Air Handling Units | Air Handling Unit | AHU | AHU | H | Air Handling Unit | AHU | DX, Gas-Fired | DXG | Packaged | PKG | 100000 | CFM | H-AHU-DXG-PKG-100000 |  | HAHUDXGPKG | 20
Air Handling UnitDX, Gas-FiredPackaged20000 | SM | Air Handling Units | Air Handling Units | Air Handling Unit | AHU | AHU | H | Air Handling Unit | AHU | DX, Gas-Fired | DXG | Packaged | PKG | 20000 | CFM | H-AHU-DXG-PKG-20000 |  | HAHUDXGPKG | 20
Air Handling UnitDX, Gas-FiredPackaged40000 | SM | Air Handling Units | Air Handling Units | Air Handling Unit | AHU | AHU | H | Air Handling Unit | AHU | DX, Gas-Fired | DXG | Packaged | PKG | 40000 | CFM | H-AHU-DXG-PKG-40000 |  | HAHUDXGPKG | 20
Air Handling UnitDX, Gas-FiredPackaged5000 | SM | Air Handling Units | Air Handling Units | Air Handling Unit | AHU | AHU | H | Air Handling Unit | AHU | DX, Gas-Fired | DXG | Packaged | PKG | 5000 | CFM | H-AHU-DXG-PKG-5000 |  | HAHUDXGPKG | 20
Air Handling UnitDX, Gas-FiredPackaged60000 | SM | Air Handling Units | Air Handling Units | Air Handling Unit | AHU | AHU | H | Air Handling Unit | AHU | DX, Gas-Fired | DXG | Packaged | PKG | 60000 | CFM | H-AHU-DXG-PKG-60000 |  | HAHUDXGPKG | 20
Air Handling UnitDX, Gas-FiredPackaged80000 | SM | Air Handling Units | Air Handling Units | Air Handling Unit | AHU | AHU | H | Air Handling Unit | AHU | DX, Gas-Fired | DXG | Packaged | PKG | 80000 | CFM | H-AHU-DXG-PKG-80000 |  | HAHUDXGPKG | 20
Air Handling UnitDX, Heating WaterCustom10000 | SM | Air Handling Units | Air Handling Units | Air Handling Unit | AHU | AHU | H | Air Handling Unit | AHU | DX, Heating Water | DXH | Custom | CST | 10000 | CFM | H-AHU-DXH-CST-10000 |  | HAHUDXHCST | 20
Air Handling UnitDX, Heating WaterCustom100000 | SM | Air Handling Units | Air Handling Units | Air Handling Unit | AHU | AHU | H | Air Handling Unit | AHU | DX, Heating Water | DXH | Custom | CST | 100000 | CFM | H-AHU-DXH-CST-100000 |  | HAHUDXHCST | 20
Air Handling UnitDX, Heating WaterCustom20000 | SM | Air Handling Units | Air Handling Units | Air Handling Unit | AHU | AHU | H | Air Handling Unit | AHU | DX, Heating Water | DXH | Custom | CST | 20000 | CFM | H-AHU-DXH-CST-20000 |  | HAHUDXHCST | 20
Air Handling UnitDX, Heating WaterCustom40000 | SM | Air Handling Units | Air Handling Units | Air Handling Unit | AHU | AHU | H | Air Handling Unit | AHU | DX, Heating Water | DXH | Custom | CST | 40000 | CFM | H-AHU-DXH-CST-40000 |  | HAHUDXHCST | 20
Air Handling UnitDX, Heating WaterCustom5000 | SM | Air Handling Units | Air Handling Units | Air Handling Unit | AHU | AHU | H | Air Handling Unit | AHU | DX, Heating Water | DXH | Custom | CST | 5000 | CFM | H-AHU-DXH-CST-5000 |  | HAHUDXHCST | 20
Air Handling UnitDX, Heating WaterCustom60000 | SM | Air Handling Units | Air Handling Units | Air Handling Unit | AHU | AHU | H | Air Handling Unit | AHU | DX, Heating Water | DXH | Custom | CST | 60000 | CFM | H-AHU-DXH-CST-60000 |  | HAHUDXHCST | 20
Air Handling UnitDX, Heating WaterCustom80000 | SM | Air Handling Units | Air Handling Units | Air Handling Unit | AHU | AHU | H | Air Handling Unit | AHU | DX, Heating Water | DXH | Custom | CST | 80000 | CFM | H-AHU-DXH-CST-80000 |  | HAHUDXHCST | 20
Air Handling UnitDX, Heating WaterPackaged10000 | SM | Air Handling Units | Air Handling Units | Air Handling Unit | AHU | AHU | H | Air Handling Unit | AHU | DX, Heating Water | DXH | Packaged | PKG | 10000 | CFM | H-AHU-DXH-PKG-10000 |  | HAHUDXHPKG | 20
Air Handling UnitDX, Heating WaterPackaged100000 | SM | Air Handling Units | Air Handling Units | Air Handling Unit | AHU | AHU | H | Air Handling Unit | AHU | DX, Heating Water | DXH | Packaged | PKG | 100000 | CFM | H-AHU-DXH-PKG-100000 |  | HAHUDXHPKG | 20
Air Handling UnitDX, Heating WaterPackaged20000 | SM | Air Handling Units | Air Handling Units | Air Handling Unit | AHU | AHU | H | Air Handling Unit | AHU | DX, Heating Water | DXH | Packaged | PKG | 20000 | CFM | H-AHU-DXH-PKG-20000 |  | HAHUDXHPKG | 20
Air Handling UnitDX, Heating WaterPackaged40000 | SM | Air Handling Units | Air Handling Units | Air Handling Unit | AHU | AHU | H | Air Handling Unit | AHU | DX, Heating Water | DXH | Packaged | PKG | 40000 | CFM | H-AHU-DXH-PKG-40000 |  | HAHUDXHPKG | 20
Air Handling UnitDX, Heating WaterPackaged5000 | SM | Air Handling Units | Air Handling Units | Air Handling Unit | AHU | AHU | H | Air Handling Unit | AHU | DX, Heating Water | DXH | Packaged | PKG | 5000 | CFM | H-AHU-DXH-PKG-5000 |  | HAHUDXHPKG | 20
Air Handling UnitDX, Heating WaterPackaged60000 | SM | Air Handling Units | Air Handling Units | Air Handling Unit | AHU | AHU | H | Air Handling Unit | AHU | DX, Heating Water | DXH | Packaged | PKG | 60000 | CFM | H-AHU-DXH-PKG-60000 |  | HAHUDXHPKG | 20
Air Handling UnitDX, Heating WaterPackaged80000 | SM | Air Handling Units | Air Handling Units | Air Handling Unit | AHU | AHU | H | Air Handling Unit | AHU | DX, Heating Water | DXH | Packaged | PKG | 80000 | CFM | H-AHU-DXH-PKG-80000 |  | HAHUDXHPKG | 20
Air Handling UnitOtherCustom10000 | SM | Air Handling Units | Air Handling Units | Air Handling Unit | AHU | AHU | H | Air Handling Unit | AHU | Other | OTH | Custom | CST | 10000 | CFM | H-AHU-OTH-CST-10000 |  | HAHUOTHCST | 20
Air Handling UnitOtherCustom100000 | SM | Air Handling Units | Air Handling Units | Air Handling Unit | AHU | AHU | H | Air Handling Unit | AHU | Other | OTH | Custom | CST | 100000 | CFM | H-AHU-OTH-CST-100000 |  | HAHUOTHCST | 20
Air Handling UnitOtherCustom20000 | SM | Air Handling Units | Air Handling Units | Air Handling Unit | AHU | AHU | H | Air Handling Unit | AHU | Other | OTH | Custom | CST | 20000 | CFM | H-AHU-OTH-CST-20000 |  | HAHUOTHCST | 20
Air Handling UnitOtherCustom40000 | SM | Air Handling Units | Air Handling Units | Air Handling Unit | AHU | AHU | H | Air Handling Unit | AHU | Other | OTH | Custom | CST | 40000 | CFM | H-AHU-OTH-CST-40000 |  | HAHUOTHCST | 20
Air Handling UnitOtherCustom5000 | SM | Air Handling Units | Air Handling Units | Air Handling Unit | AHU | AHU | H | Air Handling Unit | AHU | Other | OTH | Custom | CST | 5000 | CFM | H-AHU-OTH-CST-5000 |  | HAHUOTHCST | 20
Air Handling UnitOtherCustom60000 | SM | Air Handling Units | Air Handling Units | Air Handling Unit | AHU | AHU | H | Air Handling Unit | AHU | Other | OTH | Custom | CST | 60000 | CFM | H-AHU-OTH-CST-60000 |  | HAHUOTHCST | 20
Air Handling UnitOtherCustom80000 | SM | Air Handling Units | Air Handling Units | Air Handling Unit | AHU | AHU | H | Air Handling Unit | AHU | Other | OTH | Custom | CST | 80000 | CFM | H-AHU-OTH-CST-80000 |  | HAHUOTHCST | 20
Air Handling UnitOtherPackaged10000 | SM | Air Handling Units | Air Handling Units | Air Handling Unit | AHU | AHU | H | Air Handling Unit | AHU | Other | OTH | Packaged | PKG | 10000 | CFM | H-AHU-OTH-PKG-10000 |  | HAHUOTHPKG | 20
Air Handling UnitOtherPackaged100000 | SM | Air Handling Units | Air Handling Units | Air Handling Unit | AHU | AHU | H | Air Handling Unit | AHU | Other | OTH | Packaged | PKG | 100000 | CFM | H-AHU-OTH-PKG-100000 |  | HAHUOTHPKG | 20
Air Handling UnitOtherPackaged20000 | SM | Air Handling Units | Air Handling Units | Air Handling Unit | AHU | AHU | H | Air Handling Unit | AHU | Other | OTH | Packaged | PKG | 20000 | CFM | H-AHU-OTH-PKG-20000 |  | HAHUOTHPKG | 20
Air Handling UnitOtherPackaged40000 | SM | Air Handling Units | Air Handling Units | Air Handling Unit | AHU | AHU | H | Air Handling Unit | AHU | Other | OTH | Packaged | PKG | 40000 | CFM | H-AHU-OTH-PKG-40000 |  | HAHUOTHPKG | 20
Air Handling UnitOtherPackaged5000 | SM | Air Handling Units | Air Handling Units | Air Handling Unit | AHU | AHU | H | Air Handling Unit | AHU | Other | OTH | Packaged | PKG | 5000 | CFM | H-AHU-OTH-PKG-5000 |  | HAHUOTHPKG | 20
Air Handling UnitOtherPackaged60000 | SM | Air Handling Units | Air Handling Units | Air Handling Unit | AHU | AHU | H | Air Handling Unit | AHU | Other | OTH | Packaged | PKG | 60000 | CFM | H-AHU-OTH-PKG-60000 |  | HAHUOTHPKG | 20
Air Handling UnitOtherPackaged80000 | SM | Air Handling Units | Air Handling Units | Air Handling Unit | AHU | AHU | H | Air Handling Unit | AHU | Other | OTH | Packaged | PKG | 80000 | CFM | H-AHU-OTH-PKG-80000 |  | HAHUOTHPKG | 20
Air ReceiverAir ReceiverAll1000 | PL | Medical/Lab Gas Plant | Medical/Lab Gas | Air Receiver | nan | nan | P | Air Receiver | AC | Air Receiver | AR | All | nan | 1000 | GAL | P-AC-AR--1000 |  | PACAARX | 15
Air ReceiverAir ReceiverAll200 | PL | Medical/Lab Gas Plant | Medical/Lab Gas | Air Receiver | nan | nan | P | Air Receiver | AC | Air Receiver | AR | All | nan | 200 | GAL | P-AC-AR--200 |  | PACAARX | 15
Air ReceiverAir ReceiverAll2000 | PL | Medical/Lab Gas Plant | Medical/Lab Gas | Air Receiver | nan | nan | P | Air Receiver | AC | Air Receiver | AR | All | nan | 2000 | GAL | P-AC-AR--2000 |  | PACAARX | 15
Air ReceiverAir ReceiverAll300 | PL | Medical/Lab Gas Plant | Medical/Lab Gas | Air Receiver | nan | nan | P | Air Receiver | AC | Air Receiver | AR | All | nan | 300 | GAL | P-AC-AR--300 |  | PACAARX | 15
Air ReceiverAir ReceiverAll3000 | PL | Medical/Lab Gas Plant | Medical/Lab Gas | Air Receiver | nan | nan | P | Air Receiver | AC | Air Receiver | AR | All | nan | 3000 | GAL | P-AC-AR--3000 |  | PACAARX | 15
Air ReceiverAir ReceiverAll500 | PL | Medical/Lab Gas Plant | Medical/Lab Gas | Air Receiver | nan | nan | P | Air Receiver | AC | Air Receiver | AR | All | nan | 500 | GAL | P-AC-AR--500 |  | PACAARX | 15
Air ReceiverAir ReceiverAll5000 | PL | Medical/Lab Gas Plant | Medical/Lab Gas | Air Receiver | nan | nan | P | Air Receiver | AC | Air Receiver | AR | All | nan | 5000 | GAL | P-AC-AR--5000 |  | PACAARX | 15
Air Rotation UnitNo CoolingElectric10000 | SM | Air Rotation Units | Air Handling Units | Air Rotation Unit | ARU | AHU | H | Air Rotation Unit | ARU | No Cooling | NoC | Electric | ELE | 10000 | CFM | H-ARU-NoC-ELE-10000 |  | HAHUARU | 20
Air Rotation UnitNo CoolingGas Fired10000 | SM | Air Rotation Units | Air Handling Units | Air Rotation Unit | ARU | AHU | H | Air Rotation Unit | ARU | No Cooling | NoC | Gas Fired | GAS | 10000 | CFM | H-ARU-NoC-GAS-10000 |  | HAHUARU | 20
Air Rotation UnitNo CoolingHot Water10000 | SM | Air Rotation Units | Air Handling Units | Air Rotation Unit | ARU | AHU | H | Air Rotation Unit | ARU | No Cooling | NoC | Hot Water | HW | 10000 | CFM | H-ARU-NoC-HW-10000 |  | HAHUARU | 20
Air Rotation UnitNo CoolingHot Water10000 | SM | Air Rotation Units | Air Handling Units | Air Rotation Unit | ARU | AHU | H | Air Rotation Unit | ARU | No Cooling | NoC | Hot Water | HW | 10000 | CFM | H-ARU-NoC-HW-10000 |  | HAHUARU | 20
Air Rotation UnitNo CoolingHot Water20000 | SM | Air Rotation Units | Air Handling Units | Air Rotation Unit | ARU | AHU | H | Air Rotation Unit | ARU | No Cooling | NoC | Hot Water | HW | 20000 | CFM | H-ARU-NoC-HW-20000 |  | HAHUARU | 20
Air Rotation UnitNo CoolingHot Water40000 | SM | Air Rotation Units | Air Handling Units | Air Rotation Unit | ARU | AHU | H | Air Rotation Unit | ARU | No Cooling | NoC | Hot Water | HW | 40000 | CFM | H-ARU-NoC-HW-40000 |  | HAHUARU | 20
Air Rotation UnitNo CoolingNo Heating10000 | SM | Air Rotation Units | Air Handling Units | Air Rotation Unit | ARU | AHU | H | Air Rotation Unit | ARU | No Cooling | NoC | No Heating | NoH | 10000 | CFM | H-ARU-NoC-NoH-10000 |  | HAHUARU | 20
Air Rotation UnitNo CoolingNo Heating20000 | SM | Air Rotation Units | Air Handling Units | Air Rotation Unit | ARU | AHU | H | Air Rotation Unit | ARU | No Cooling | NoC | No Heating | NoH | 20000 | CFM | H-ARU-NoC-NoH-20000 |  | HAHUARU | 20
Air Rotation UnitNo CoolingNo Heating40000 | SM | Air Rotation Units | Air Handling Units | Air Rotation Unit | ARU | AHU | H | Air Rotation Unit | ARU | No Cooling | NoC | No Heating | NoH | 40000 | CFM | H-ARU-NoC-NoH-40000 |  | HAHUARU | 20
Air Rotation UnitNo CoolingNo Heating60000 | SM | Air Rotation Units | Air Handling Units | Air Rotation Unit | ARU | AHU | H | Air Rotation Unit | ARU | No Cooling | NoC | No Heating | NoH | 60000 | CFM | H-ARU-NoC-NoH-60000 |  | HAHUARU | 20
Air ScoopAllFlanged2 | PF | Heating Water Boiler Plant | Heating Water | Air Scoop | nan | nan | H | Air Scoop | ASC | All | nan | Flanged | FLG | 2 | INCHES | H-ASC--FLG-2 |  | nan | 20
Air ScoopAllFlanged2 | PL | Domestic Water Plant | Domestic Water | Air Scoop | nan | nan | P | Air Scoop | ASC | All | nan | Flanged | FLG | 2 | INCHES | P-ASC--FLG-2 |  | nan | 20
Air ScoopAllThreaded4 | PF | Heating Water Boiler Plant | Heating Water | Air Scoop | nan | nan | H | Air Scoop | ASC | All | nan | Threaded | THD | 4 | INCHES | H-ASC--THD-4 |  | nan | 20
Air ScoopAllThreaded4 | PL | Domestic Water Plant | Domestic Water | Air Scoop | nan | nan | P | Air Scoop | ASC | All | nan | Threaded | THD | 4 | INCHES | P-ASC--THD-4 |  | nan | 20
Air ScoopAllThreaded6 | PF | Heating Water Boiler Plant | Heating Water | Air Scoop | nan | nan | H | Air Scoop | ASC | All | nan | Threaded | THD | 6 | INCHES | H-ASC--THD-6 |  | nan | 20
Air ScoopAllThreaded6 | PL | Domestic Water Plant | Domestic Water | Air Scoop | nan | nan | P | Air Scoop | ASC | All | nan | Threaded | THD | 6 | INCHES | P-ASC--THD-6 |  | nan | 20
Air SeparatorAllFlanged12 | PF | Chiller Plant, Cooling Tower Plant, Hot Water Boiler Plant | Chilled, Condenser, Heating Water | Air Separator | AS | AS | H | Air Separator | AS | All | nan | Flanged | FLG | 12 | INCHES | H-AS--FLG-12 |  | HAS | 20
Air SeparatorAllFlanged20 | PF | Chiller Plant, Cooling Tower Plant, Hot Water Boiler Plant | Chilled, Condenser, Heating Water | Air Separator | AS | AS | H | Air Separator | AS | All | nan | Flanged | FLG | 20 | INCHES | H-AS--FLG-20 |  | HAS | 20
Air SeparatorAllFlanged8 | PF | Chiller Plant, Cooling Tower Plant, Hot Water Boiler Plant | Chilled, Condenser, Heating Water | Air Separator | AS | AS | H | Air Separator | AS | All | nan | Flanged | FLG | 8 | INCHES | H-AS--FLG-8 |  | HAS | 20
Air SeparatorAllThreaded4 | PF | Chiller Plant, Cooling Tower Plant, Hot Water Boiler Plant | Chilled, Condenser, Heating Water | Air Separator | AS | AS | H | Air Separator | AS | All | nan | Threaded | THD | 4 | INCHES | H-AS--THD-4 |  | HAS | 20
Baseboard RadiationElectricWith Cover1 | PF | Air Handling System Terminal Equipment | Terminal Equipment | Baseboard Radiation | BBR | BBR | H | Baseboard Radiation | BBR | Electric | ELE | With Cover | CVR | 1 | LF | H-BBR-ELE-CVR-1 |  | HBBRELECVR | 13
Baseboard RadiationElectricWith Cover3 | PF | Air Handling System Terminal Equipment | Terminal Equipment | Baseboard Radiation | BBR | BBR | H | Baseboard Radiation | BBR | Electric | ELE | With Cover | CVR | 3 | LF | H-BBR-ELE-CVR-3 |  | HBBRELECVR | 13
Baseboard RadiationElectricWith Cover4 | PF | Air Handling System Terminal Equipment | Terminal Equipment | Baseboard Radiation | BBR | BBR | H | Baseboard Radiation | BBR | Electric | ELE | With Cover | CVR | 4 | LF | H-BBR-ELE-CVR-4 |  | HBBRELECVR | 13
Baseboard RadiationElectricWith Cover8 | PF | Air Handling System Terminal Equipment | Terminal Equipment | Baseboard Radiation | BBR | BBR | H | Baseboard Radiation | BBR | Electric | ELE | With Cover | CVR | 8 | LF | H-BBR-ELE-CVR-8 |  | HBBRELECVR | 13
Baseboard RadiationHot WaterOpen (Without Cover)1 | PF | Air Handling System Terminal Equipment | Terminal Equipment | Baseboard Radiation | BBR | BBR | H | Baseboard Radiation | BBR | Hot Water | HW | Open (Without Cover) | OPN | 1 | LF | H-BBR-HW-OPN-1 |  | HBBRHWCVR | 20
Baseboard RadiationHot WaterWith Cover1 | PF | Air Handling System Terminal Equipment | Terminal Equipment | Baseboard Radiation | BBR | BBR | H | Baseboard Radiation | BBR | Hot Water | HW | With Cover | CVR | 1 | LF | H-BBR-HW-CVR-1 |  | HBBRHWCVR | 20
Baseboard RadiationHot WaterWith Cover3 | PF | Air Handling System Terminal Equipment | Terminal Equipment | Baseboard Radiation | BBR | BBR | H | Baseboard Radiation | BBR | Hot Water | HW | With Cover | CVR | 3 | LF | H-BBR-HW-CVR-3 |  | HBBRHWCVR | 20
Baseboard RadiationHot WaterWith Cover4 | PF | Air Handling System Terminal Equipment | Terminal Equipment | Baseboard Radiation | BBR | BBR | H | Baseboard Radiation | BBR | Hot Water | HW | With Cover | CVR | 4 | LF | H-BBR-HW-CVR-4 |  | HBBRHWCVR | 20
Baseboard RadiationHot WaterWith Cover8 | PF | Air Handling System Terminal Equipment | Terminal Equipment | Baseboard Radiation | BBR | BBR | H | Baseboard Radiation | BBR | Hot Water | HW | With Cover | CVR | 8 | LF | H-BBR-HW-CVR-8 |  | HBBRHWCVR | 20
BoilerHot WaterCast Iron Sectional1000 | PF | Heating Water Boiler Plant | Heating Water | Heating Water Boiler | HWB | HWB | H | Boiler | BLR | Hot Water | HW | Cast Iron Sectional | CIS | 1000 | MBH | H-BLR-HW-CIS-1000 |  | HBLRHWCIS | 35
BoilerHot WaterCast Iron Sectional2000 | PF | Heating Water Boiler Plant | Heating Water | Heating Water Boiler | HWB | HWB | H | Boiler | BLR | Hot Water | HW | Cast Iron Sectional | CIS | 2000 | MBH | H-BLR-HW-CIS-2000 |  | HBLRHWCIS | 35
BoilerHot WaterCast Iron Sectional3000 | PF | Heating Water Boiler Plant | Heating Water | Heating Water Boiler | HWB | HWB | H | Boiler | BLR | Hot Water | HW | Cast Iron Sectional | CIS | 3000 | MBH | H-BLR-HW-CIS-3000 |  | HBLRHWCIS | 35
BoilerHot WaterCast Iron Sectional4000 | PF | Heating Water Boiler Plant | Heating Water | Heating Water Boiler | HWB | HWB | H | Boiler | BLR | Hot Water | HW | Cast Iron Sectional | CIS | 4000 | MBH | H-BLR-HW-CIS-4000 |  | HBLRHWCIS | 35
BoilerHot WaterCast Iron Sectional500 | PF | Heating Water Boiler Plant | Heating Water | Heating Water Boiler | HWB | HWB | H | Boiler | BLR | Hot Water | HW | Cast Iron Sectional | CIS | 500 | MBH | H-BLR-HW-CIS-500 |  | HBLRHWCIS | 35
BoilerHot WaterCast Iron Sectional5000 | PF | Heating Water Boiler Plant | Heating Water | Heating Water Boiler | HWB | HWB | H | Boiler | BLR | Hot Water | HW | Cast Iron Sectional | CIS | 5000 | MBH | H-BLR-HW-CIS-5000 |  | HBLRHWCIS | 35
BoilerHot WaterCast Iron Sectional6000 | PF | Heating Water Boiler Plant | Heating Water | Heating Water Boiler | HWB | HWB | H | Boiler | BLR | Hot Water | HW | Cast Iron Sectional | CIS | 6000 | MBH | H-BLR-HW-CIS-6000 |  | HBLRHWCIS | 35
BoilerHot WaterCast Iron Sectional7000 | PF | Heating Water Boiler Plant | Heating Water | Heating Water Boiler | HWB | HWB | H | Boiler | BLR | Hot Water | HW | Cast Iron Sectional | CIS | 7000 | MBH | H-BLR-HW-CIS-7000 |  | HBLRHWCIS | 35
BoilerHot WaterCast Iron Sectional8000 | PF | Heating Water Boiler Plant | Heating Water | Heating Water Boiler | HWB | HWB | H | Boiler | BLR | Hot Water | HW | Cast Iron Sectional | CIS | 8000 | MBH | H-BLR-HW-CIS-8000 |  | HBLRHWCIS | 35
BoilerHot WaterCopper Water Tube1000 | PF | Heating Water Boiler Plant | Heating Water | Heating Water Boiler | HWB | HWB | H | Boiler | BLR | Hot Water | HW | Copper Water Tube | CWT | 1000 | MBH | H-BLR-HW-CWT-1000 |  | HBLRHWCWT | 20
BoilerHot WaterCopper Water Tube1500 | PF | Heating Water Boiler Plant | Heating Water | Heating Water Boiler | HWB | HWB | H | Boiler | BLR | Hot Water | HW | Copper Water Tube | CWT | 1500 | MBH | H-BLR-HW-CWT-1500 |  | HBLRHWCWT | 20
BoilerHot WaterCopper Water Tube2000 | PF | Heating Water Boiler Plant | Heating Water | Heating Water Boiler | HWB | HWB | H | Boiler | BLR | Hot Water | HW | Copper Water Tube | CWT | 2000 | MBH | H-BLR-HW-CWT-2000 |  | HBLRHWCWT | 20
BoilerHot WaterCopper Water Tube3000 | PF | Heating Water Boiler Plant | Heating Water | Heating Water Boiler | HWB | HWB | H | Boiler | BLR | Hot Water | HW | Copper Water Tube | CWT | 3000 | MBH | H-BLR-HW-CWT-3000 |  | HBLRHWCWT | 20
BoilerHot WaterCopper Water Tube4000 | PF | Heating Water Boiler Plant | Heating Water | Heating Water Boiler | HWB | HWB | H | Boiler | BLR | Hot Water | HW | Copper Water Tube | CWT | 4000 | MBH | H-BLR-HW-CWT-4000 |  | HBLRHWCWT | 20
BoilerHot WaterCopper Water Tube500 | PF | Heating Water Boiler Plant | Heating Water | Heating Water Boiler | HWB | HWB | H | Boiler | BLR | Hot Water | HW | Copper Water Tube | CWT | 500 | MBH | H-BLR-HW-CWT-500 |  | HBLRHWCWT | 20
BoilerHot WaterElectric1000 | PF | Heating Water Boiler Plant | Heating Water | Heating Water Boiler | HWB | HWB | H | Boiler | BLR | Hot Water | HW | Electric | ELE | 1000 | MBH | H-BLR-HW-ELE-1000 |  | HBLRHWELE | 15
BoilerHot WaterElectric10000 | PF | Heating Water Boiler Plant | Heating Water | Heating Water Boiler | HWB | HWB | H | Boiler | BLR | Hot Water | HW | Electric | ELE | 10000 | MBH | H-BLR-HW-ELE-10000 |  | HBLRHWELE | 15
BoilerHot WaterElectric2000 | PF | Heating Water Boiler Plant | Heating Water | Heating Water Boiler | HWB | HWB | H | Boiler | BLR | Hot Water | HW | Electric | ELE | 2000 | MBH | H-BLR-HW-ELE-2000 |  | HBLRHWELE | 15
BoilerHot WaterElectric4000 | PF | Heating Water Boiler Plant | Heating Water | Heating Water Boiler | HWB | HWB | H | Boiler | BLR | Hot Water | HW | Electric | ELE | 4000 | MBH | H-BLR-HW-ELE-4000 |  | HBLRHWELE | 15
BoilerHot WaterElectric500 | PF | Heating Water Boiler Plant | Heating Water | Heating Water Boiler | HWB | HWB | H | Boiler | BLR | Hot Water | HW | Electric | ELE | 500 | MBH | H-BLR-HW-ELE-500 |  | HBLRHWELE | 15
BoilerHot WaterElectric6000 | PF | Heating Water Boiler Plant | Heating Water | Heating Water Boiler | HWB | HWB | H | Boiler | BLR | Hot Water | HW | Electric | ELE | 6000 | MBH | H-BLR-HW-ELE-6000 |  | HBLRHWELE | 15
BoilerHot WaterElectric8000 | PF | Heating Water Boiler Plant | Heating Water | Heating Water Boiler | HWB | HWB | H | Boiler | BLR | Hot Water | HW | Electric | ELE | 8000 | MBH | H-BLR-HW-ELE-8000 |  | HBLRHWELE | 15
BoilerHot WaterPackaged Fire Tube10000 | PF | Heating Water Boiler Plant | Heating Water | Heating Water Boiler | HWB | HWB | H | Boiler | BLR | Hot Water | HW | Packaged Fire Tube | PFT | 10000 | MBH | H-BLR-HW-PFT-10000 |  | HBLRHWPFT | 25
BoilerHot WaterPackaged Fire Tube15000 | PF | Heating Water Boiler Plant | Heating Water | Heating Water Boiler | HWB | HWB | H | Boiler | BLR | Hot Water | HW | Packaged Fire Tube | PFT | 15000 | MBH | H-BLR-HW-PFT-15000 |  | HBLRHWPFT | 25
BoilerHot WaterPackaged Fire Tube20000 | PF | Heating Water Boiler Plant | Heating Water | Heating Water Boiler | HWB | HWB | H | Boiler | BLR | Hot Water | HW | Packaged Fire Tube | PFT | 20000 | MBH | H-BLR-HW-PFT-20000 |  | HBLRHWPFT | 25
BoilerHot WaterPackaged Fire Tube25000 | PF | Heating Water Boiler Plant | Heating Water | Heating Water Boiler | HWB | HWB | H | Boiler | BLR | Hot Water | HW | Packaged Fire Tube | PFT | 25000 | MBH | H-BLR-HW-PFT-25000 |  | HBLRHWPFT | 25
BoilerHot WaterPackaged Fire Tube3000 | PF | Heating Water Boiler Plant | Heating Water | Heating Water Boiler | HWB | HWB | H | Boiler | BLR | Hot Water | HW | Packaged Fire Tube | PFT | 3000 | MBH | H-BLR-HW-PFT-3000 |  | HBLRHWPFT | 25
BoilerHot WaterPackaged Fire Tube30000 | PF | Heating Water Boiler Plant | Heating Water | Heating Water Boiler | HWB | HWB | H | Boiler | BLR | Hot Water | HW | Packaged Fire Tube | PFT | 30000 | MBH | H-BLR-HW-PFT-30000 |  | HBLRHWPFT | 25
BoilerHot WaterPackaged Fire Tube40000 | PF | Heating Water Boiler Plant | Heating Water | Heating Water Boiler | HWB | HWB | H | Boiler | BLR | Hot Water | HW | Packaged Fire Tube | PFT | 40000 | MBH | H-BLR-HW-PFT-40000 |  | HBLRHWPFT | 25
BoilerHot WaterPackaged Fire Tube50000 | PF | Heating Water Boiler Plant | Heating Water | Heating Water Boiler | HWB | HWB | H | Boiler | BLR | Hot Water | HW | Packaged Fire Tube | PFT | 50000 | MBH | H-BLR-HW-PFT-50000 |  | HBLRHWPFT | 25
BoilerHot WaterPackaged Fire Tube6000 | PF | Heating Water Boiler Plant | Heating Water | Heating Water Boiler | HWB | HWB | H | Boiler | BLR | Hot Water | HW | Packaged Fire Tube | PFT | 6000 | MBH | H-BLR-HW-PFT-6000 |  | HBLRHWPFT | 25
BoilerHot WaterPackaged Fire Tube60000 | PF | Heating Water Boiler Plant | Heating Water | Heating Water Boiler | HWB | HWB | H | Boiler | BLR | Hot Water | HW | Packaged Fire Tube | PFT | 60000 | MBH | H-BLR-HW-PFT-60000 |  | HBLRHWPFT | 25
BoilerHot WaterPackaged Flexible Water Tube1000 | PF | Heating Water Boiler Plant | Heating Water | Heating Water Boiler | HWB | HWB | H | Boiler | BLR | Hot Water | HW | Packaged Flexible Water Tube | PWT | 1000 | MBH | H-BLR-HW-PWT-1000 |  | HBLRHWPWT | 24
BoilerHot WaterPackaged Flexible Water Tube10000 | PF | Heating Water Boiler Plant | Heating Water | Heating Water Boiler | HWB | HWB | H | Boiler | BLR | Hot Water | HW | Packaged Flexible Water Tube | PWT | 10000 | MBH | H-BLR-HW-PWT-10000 |  | HBLRHWPWT | 24
BoilerHot WaterPackaged Flexible Water Tube12500 | PF | Heating Water Boiler Plant | Heating Water | Heating Water Boiler | HWB | HWB | H | Boiler | BLR | Hot Water | HW | Packaged Flexible Water Tube | PWT | 12500 | MBH | H-BLR-HW-PWT-12500 |  | HBLRHWPWT | 24
BoilerHot WaterPackaged Flexible Water Tube1500 | PF | Heating Water Boiler Plant | Heating Water | Heating Water Boiler | HWB | HWB | H | Boiler | BLR | Hot Water | HW | Packaged Flexible Water Tube | PWT | 1500 | MBH | H-BLR-HW-PWT-1500 |  | HBLRHWPWT | 24
BoilerHot WaterPackaged Flexible Water Tube15000 | PF | Heating Water Boiler Plant | Heating Water | Heating Water Boiler | HWB | HWB | H | Boiler | BLR | Hot Water | HW | Packaged Flexible Water Tube | PWT | 15000 | MBH | H-BLR-HW-PWT-15000 |  | HBLRHWPWT | 24
BoilerHot WaterPackaged Flexible Water Tube2000 | PF | Heating Water Boiler Plant | Heating Water | Heating Water Boiler | HWB | HWB | H | Boiler | BLR | Hot Water | HW | Packaged Flexible Water Tube | PWT | 2000 | MBH | H-BLR-HW-PWT-2000 |  | HBLRHWPWT | 24
BoilerHot WaterPackaged Flexible Water Tube3000 | PF | Heating Water Boiler Plant | Heating Water | Heating Water Boiler | HWB | HWB | H | Boiler | BLR | Hot Water | HW | Packaged Flexible Water Tube | PWT | 3000 | MBH | H-BLR-HW-PWT-3000 |  | HBLRHWPWT | 24
BoilerHot WaterPackaged Flexible Water Tube5000 | PF | Heating Water Boiler Plant | Heating Water | Heating Water Boiler | HWB | HWB | H | Boiler | BLR | Hot Water | HW | Packaged Flexible Water Tube | PWT | 5000 | MBH | H-BLR-HW-PWT-5000 |  | HBLRHWPWT | 24
BoilerHot WaterPackaged Flexible Water Tube7500 | PF | Heating Water Boiler Plant | Heating Water | Heating Water Boiler | HWB | HWB | H | Boiler | BLR | Hot Water | HW | Packaged Flexible Water Tube | PWT | 7500 | MBH | H-BLR-HW-PWT-7500 |  | HBLRHWPWT | 24
BoilerHot WaterPackaged, Fire Tube, Condensing1000 | PF | Heating Water Boiler Plant | Heating Water | Heating Water Boiler | HWB | HWB | H | Boiler | BLR | Hot Water | HW | Packaged, Fire Tube, Condensing | PFC | 1000 | MBH | H-BLR-HW-PFC-1000 |  | HBLRHWPWC | 25
BoilerHot WaterPackaged, Fire Tube, Condensing1500 | PF | Heating Water Boiler Plant | Heating Water | Heating Water Boiler | HWB | HWB | H | Boiler | BLR | Hot Water | HW | Packaged, Fire Tube, Condensing | PFC | 1500 | MBH | H-BLR-HW-PFC-1500 |  | HBLRHWPWC | 25
BoilerHot WaterPackaged, Fire Tube, Condensing2000 | PF | Heating Water Boiler Plant | Heating Water | Heating Water Boiler | HWB | HWB | H | Boiler | BLR | Hot Water | HW | Packaged, Fire Tube, Condensing | PFC | 2000 | MBH | H-BLR-HW-PFC-2000 |  | HBLRHWPWC | 25
BoilerHot WaterPackaged, Fire Tube, Condensing2500 | PF | Heating Water Boiler Plant | Heating Water | Heating Water Boiler | HWB | HWB | H | Boiler | BLR | Hot Water | HW | Packaged, Fire Tube, Condensing | PFC | 2500 | MBH | H-BLR-HW-PFC-2500 |  | HBLRHWPWC | 25
BoilerHot WaterPackaged, Fire Tube, Condensing3000 | PF | Heating Water Boiler Plant | Heating Water | Heating Water Boiler | HWB | HWB | H | Boiler | BLR | Hot Water | HW | Packaged, Fire Tube, Condensing | PFC | 3000 | MBH | H-BLR-HW-PFC-3000 |  | HBLRHWPWC | 25
BoilerHot WaterPackaged, Fire Tube, Condensing4000 | PF | Heating Water Boiler Plant | Heating Water | Heating Water Boiler | HWB | HWB | H | Boiler | BLR | Hot Water | HW | Packaged, Fire Tube, Condensing | PFC | 4000 | MBH | H-BLR-HW-PFC-4000 |  | HBLRHWPWC | 25
BoilerHot WaterPackaged, Fire Tube, Condensing500 | PF | Heating Water Boiler Plant | Heating Water | Heating Water Boiler | HWB | HWB | H | Boiler | BLR | Hot Water | HW | Packaged, Fire Tube, Condensing | PFC | 500 | MBH | H-BLR-HW-PFC-500 |  | HBLRHWPWC | 25
BoilerHot WaterPackaged, Fire Tube, Condensing5000 | PF | Heating Water Boiler Plant | Heating Water | Heating Water Boiler | HWB | HWB | H | Boiler | BLR | Hot Water | HW | Packaged, Fire Tube, Condensing | PFC | 5000 | MBH | H-BLR-HW-PFC-5000 |  | HBLRHWPWC | 25
BoilerHot WaterPackaged, Fire Tube, Condensing6000 | PF | Heating Water Boiler Plant | Heating Water | Heating Water Boiler | HWB | HWB | H | Boiler | BLR | Hot Water | HW | Packaged, Fire Tube, Condensing | PFC | 6000 | MBH | H-BLR-HW-PFC-6000 |  | HBLRHWPWC | 25
BoilerHot WaterPackaged, Fire Tube, Condensing750 | PF | Heating Water Boiler Plant | Heating Water | Heating Water Boiler | HWB | HWB | H | Boiler | BLR | Hot Water | HW | Packaged, Fire Tube, Condensing | PFC | 750 | MBH | H-BLR-HW-PFC-750 |  | HBLRHWPWC | 25
BoilerSteamCast Iron Sectional1000 | PF | Steam Boiler Plant | Steam | Steam Boiler | SB | SB | H | Boiler | BLR | Steam | STM | Cast Iron Sectional | CIS | 1000 | MBH | H-BLR-STM-CIS-1000 |  | HBLRSTMCIS | 35
BoilerSteamCast Iron Sectional2000 | PF | Steam Boiler Plant | Steam | Steam Boiler | SB | SB | H | Boiler | BLR | Steam | STM | Cast Iron Sectional | CIS | 2000 | MBH | H-BLR-STM-CIS-2000 |  | HBLRSTMCIS | 35
BoilerSteamCast Iron Sectional3000 | PF | Steam Boiler Plant | Steam | Steam Boiler | SB | SB | H | Boiler | BLR | Steam | STM | Cast Iron Sectional | CIS | 3000 | MBH | H-BLR-STM-CIS-3000 |  | HBLRSTMCIS | 35
BoilerSteamCast Iron Sectional4000 | PF | Steam Boiler Plant | Steam | Steam Boiler | SB | SB | H | Boiler | BLR | Steam | STM | Cast Iron Sectional | CIS | 4000 | MBH | H-BLR-STM-CIS-4000 |  | HBLRSTMCIS | 35
BoilerSteamCast Iron Sectional500 | PF | Steam Boiler Plant | Steam | Steam Boiler | SB | SB | H | Boiler | BLR | Steam | STM | Cast Iron Sectional | CIS | 500 | MBH | H-BLR-STM-CIS-500 |  | HBLRSTMCIS | 35
BoilerSteamCast Iron Sectional5000 | PF | Steam Boiler Plant | Steam | Steam Boiler | SB | SB | H | Boiler | BLR | Steam | STM | Cast Iron Sectional | CIS | 5000 | MBH | H-BLR-STM-CIS-5000 |  | HBLRSTMCIS | 35
BoilerSteamCast Iron Sectional6000 | PF | Steam Boiler Plant | Steam | Steam Boiler | SB | SB | H | Boiler | BLR | Steam | STM | Cast Iron Sectional | CIS | 6000 | MBH | H-BLR-STM-CIS-6000 |  | HBLRSTMCIS | 35
BoilerSteamCast Iron Sectional7000 | PF | Steam Boiler Plant | Steam | Steam Boiler | SB | SB | H | Boiler | BLR | Steam | STM | Cast Iron Sectional | CIS | 7000 | MBH | H-BLR-STM-CIS-7000 |  | HBLRSTMCIS | 35
BoilerSteamCast Iron Sectional8000 | PF | Steam Boiler Plant | Steam | Steam Boiler | SB | SB | H | Boiler | BLR | Steam | STM | Cast Iron Sectional | CIS | 8000 | MBH | H-BLR-STM-CIS-8000 |  | HBLRSTMCIS | 35
BoilerSteamCopper Water Tube1000 | PF | Steam Boiler Plant | Steam | Steam Boiler | SB | SB | H | Boiler | BLR | Steam | STM | Copper Water Tube | CWT | 1000 | MBH | H-BLR-STM-CWT-1000 |  | HBLRSTMPWT | 20
BoilerSteamCopper Water Tube1500 | PF | Steam Boiler Plant | Steam | Steam Boiler | SB | SB | H | Boiler | BLR | Steam | STM | Copper Water Tube | CWT | 1500 | MBH | H-BLR-STM-CWT-1500 |  | HBLRSTMPWT | 20
BoilerSteamCopper Water Tube2000 | PF | Steam Boiler Plant | Steam | Steam Boiler | SB | SB | H | Boiler | BLR | Steam | STM | Copper Water Tube | CWT | 2000 | MBH | H-BLR-STM-CWT-2000 |  | HBLRSTMPWT | 20
BoilerSteamCopper Water Tube3000 | PF | Steam Boiler Plant | Steam | Steam Boiler | SB | SB | H | Boiler | BLR | Steam | STM | Copper Water Tube | CWT | 3000 | MBH | H-BLR-STM-CWT-3000 |  | HBLRSTMPWT | 20
BoilerSteamCopper Water Tube4000 | PF | Steam Boiler Plant | Steam | Steam Boiler | SB | SB | H | Boiler | BLR | Steam | STM | Copper Water Tube | CWT | 4000 | MBH | H-BLR-STM-CWT-4000 |  | HBLRSTMPWT | 20
BoilerSteamCopper Water Tube500 | PF | Steam Boiler Plant | Steam | Steam Boiler | SB | SB | H | Boiler | BLR | Steam | STM | Copper Water Tube | CWT | 500 | MBH | H-BLR-STM-CWT-500 |  | HBLRSTMPWT | 20
BoilerSteamCopper Water Tube5000 | PF | Steam Boiler Plant | Steam | Steam Boiler | SB | SB | H | Boiler | BLR | Steam | STM | Copper Water Tube | CWT | 5000 | MBH | H-BLR-STM-CWT-5000 |  | HBLRSTMPWT | 20
BoilerSteamElectric1000 | PF | Steam Boiler Plant | Steam | Steam Boiler | SB | SB | H | Boiler | BLR | Steam | STM | Electric | ELE | 1000 | MBH | H-BLR-STM-ELE-1000 |  | HBLRSTMELE | 15
BoilerSteamElectric10000 | PF | Steam Boiler Plant | Steam | Steam Boiler | SB | SB | H | Boiler | BLR | Steam | STM | Electric | ELE | 10000 | MBH | H-BLR-STM-ELE-10000 |  | HBLRSTMELE | 15
BoilerSteamElectric2000 | PF | Steam Boiler Plant | Steam | Steam Boiler | SB | SB | H | Boiler | BLR | Steam | STM | Electric | ELE | 2000 | MBH | H-BLR-STM-ELE-2000 |  | HBLRSTMELE | 15
BoilerSteamElectric4000 | PF | Steam Boiler Plant | Steam | Steam Boiler | SB | SB | H | Boiler | BLR | Steam | STM | Electric | ELE | 4000 | MBH | H-BLR-STM-ELE-4000 |  | HBLRSTMELE | 15
BoilerSteamElectric500 | PF | Steam Boiler Plant | Steam | Steam Boiler | SB | SB | H | Boiler | BLR | Steam | STM | Electric | ELE | 500 | MBH | H-BLR-STM-ELE-500 |  | HBLRSTMELE | 15
BoilerSteamElectric6000 | PF | Steam Boiler Plant | Steam | Steam Boiler | SB | SB | H | Boiler | BLR | Steam | STM | Electric | ELE | 6000 | MBH | H-BLR-STM-ELE-6000 |  | HBLRSTMELE | 15
BoilerSteamElectric8000 | PF | Steam Boiler Plant | Steam | Steam Boiler | SB | SB | H | Boiler | BLR | Steam | STM | Electric | ELE | 8000 | MBH | H-BLR-STM-ELE-8000 |  | HBLRSTMELE | 15
BoilerSteamPackaged Fire Tube10000 | PF | Steam Boiler Plant | Steam | Steam Boiler | SB | SB | H | Boiler | BLR | Steam | STM | Packaged Fire Tube | PFT | 10000 | MBH | H-BLR-STM-PFT-10000 |  | HBLRSTMPFT | 25
BoilerSteamPackaged Fire Tube15000 | PF | Steam Boiler Plant | Steam | Steam Boiler | SB | SB | H | Boiler | BLR | Steam | STM | Packaged Fire Tube | PFT | 15000 | MBH | H-BLR-STM-PFT-15000 |  | HBLRSTMPFT | 25
BoilerSteamPackaged Fire Tube20000 | PF | Steam Boiler Plant | Steam | Steam Boiler | SB | SB | H | Boiler | BLR | Steam | STM | Packaged Fire Tube | PFT | 20000 | MBH | H-BLR-STM-PFT-20000 |  | HBLRSTMPFT | 25
BoilerSteamPackaged Fire Tube25000 | PF | Steam Boiler Plant | Steam | Steam Boiler | SB | SB | H | Boiler | BLR | Steam | STM | Packaged Fire Tube | PFT | 25000 | MBH | H-BLR-STM-PFT-25000 |  | HBLRSTMPFT | 25
BoilerSteamPackaged Fire Tube3000 | PF | Steam Boiler Plant | Steam | Steam Boiler | SB | SB | H | Boiler | BLR | Steam | STM | Packaged Fire Tube | PFT | 3000 | MBH | H-BLR-STM-PFT-3000 |  | HBLRSTMPFT | 25
BoilerSteamPackaged Fire Tube30000 | PF | Steam Boiler Plant | Steam | Steam Boiler | SB | SB | H | Boiler | BLR | Steam | STM | Packaged Fire Tube | PFT | 30000 | MBH | H-BLR-STM-PFT-30000 |  | HBLRSTMPFT | 25
BoilerSteamPackaged Fire Tube40000 | PF | Steam Boiler Plant | Steam | Steam Boiler | SB | SB | H | Boiler | BLR | Steam | STM | Packaged Fire Tube | PFT | 40000 | MBH | H-BLR-STM-PFT-40000 |  | HBLRSTMPFT | 25
BoilerSteamPackaged Fire Tube50000 | PF | Steam Boiler Plant | Steam | Steam Boiler | SB | SB | H | Boiler | BLR | Steam | STM | Packaged Fire Tube | PFT | 50000 | MBH | H-BLR-STM-PFT-50000 |  | HBLRSTMPFT | 25
BoilerSteamPackaged Fire Tube6000 | PF | Steam Boiler Plant | Steam | Steam Boiler | SB | SB | H | Boiler | BLR | Steam | STM | Packaged Fire Tube | PFT | 6000 | MBH | H-BLR-STM-PFT-6000 |  | HBLRSTMPFT | 25
BoilerSteamPackaged Fire Tube60000 | PF | Steam Boiler Plant | Steam | Steam Boiler | SB | SB | H | Boiler | BLR | Steam | STM | Packaged Fire Tube | PFT | 60000 | MBH | H-BLR-STM-PFT-60000 |  | HBLRSTMPFT | 25
BoilerSteamPackaged Flexible Water Tube1000 | PF | Steam Boiler Plant | Steam | Steam Boiler | SB | SB | H | Boiler | BLR | Steam | STM | Packaged Flexible Water Tube | PWT | 1000 | MBH | H-BLR-STM-PWT-1000 |  | HBLRSTMPWT | 24
BoilerSteamPackaged Flexible Water Tube10000 | PF | Steam Boiler Plant | Steam | Steam Boiler | SB | SB | H | Boiler | BLR | Steam | STM | Packaged Flexible Water Tube | PWT | 10000 | MBH | H-BLR-STM-PWT-10000 |  | HBLRSTMPWT | 24
BoilerSteamPackaged Flexible Water Tube12500 | PF | Steam Boiler Plant | Steam | Steam Boiler | SB | SB | H | Boiler | BLR | Steam | STM | Packaged Flexible Water Tube | PWT | 12500 | MBH | H-BLR-STM-PWT-12500 |  | HBLRSTMPWT | 24
BoilerSteamPackaged Flexible Water Tube1500 | PF | Steam Boiler Plant | Steam | Steam Boiler | SB | SB | H | Boiler | BLR | Steam | STM | Packaged Flexible Water Tube | PWT | 1500 | MBH | H-BLR-STM-PWT-1500 |  | HBLRSTMPWT | 24
BoilerSteamPackaged Flexible Water Tube15000 | PF | Steam Boiler Plant | Steam | Steam Boiler | SB | SB | H | Boiler | BLR | Steam | STM | Packaged Flexible Water Tube | PWT | 15000 | MBH | H-BLR-STM-PWT-15000 |  | HBLRSTMPWT | 24
BoilerSteamPackaged Flexible Water Tube2000 | PF | Steam Boiler Plant | Steam | Steam Boiler | SB | SB | H | Boiler | BLR | Steam | STM | Packaged Flexible Water Tube | PWT | 2000 | MBH | H-BLR-STM-PWT-2000 |  | HBLRSTMPWT | 24
BoilerSteamPackaged Flexible Water Tube3000 | PF | Steam Boiler Plant | Steam | Steam Boiler | SB | SB | H | Boiler | BLR | Steam | STM | Packaged Flexible Water Tube | PWT | 3000 | MBH | H-BLR-STM-PWT-3000 |  | HBLRSTMPWT | 24
BoilerSteamPackaged Flexible Water Tube5000 | PF | Steam Boiler Plant | Steam | Steam Boiler | SB | SB | H | Boiler | BLR | Steam | STM | Packaged Flexible Water Tube | PWT | 5000 | MBH | H-BLR-STM-PWT-5000 |  | HBLRSTMPWT | 24
BoilerSteamPackaged Flexible Water Tube7500 | PF | Steam Boiler Plant | Steam | Steam Boiler | SB | SB | H | Boiler | BLR | Steam | STM | Packaged Flexible Water Tube | PWT | 7500 | MBH | H-BLR-STM-PWT-7500 |  | HBLRSTMPWT | 24
BoilerSteamPackaged Water Tube "D" Style Steam Generators10000 | PF | Steam Boiler Plant | Steam | Steam Boiler | SB | SB | H | Boiler | BLR | Steam | STM | Packaged Water Tube "D" Style Steam Generators | PWS | 10000 | MBH | H-BLR-STM-PWS-10000 |  | HBLRSTMPWS | 24
BoilerSteamPackaged Water Tube "D" Style Steam Generators15000 | PF | Steam Boiler Plant | Steam | Steam Boiler | SB | SB | H | Boiler | BLR | Steam | STM | Packaged Water Tube "D" Style Steam Generators | PWS | 15000 | MBH | H-BLR-STM-PWS-15000 |  | HBLRSTMPWS | 24
BoilerSteamPackaged Water Tube "D" Style Steam Generators20000 | PF | Steam Boiler Plant | Steam | Steam Boiler | SB | SB | H | Boiler | BLR | Steam | STM | Packaged Water Tube "D" Style Steam Generators | PWS | 20000 | MBH | H-BLR-STM-PWS-20000 |  | HBLRSTMPWS | 24
BoilerSteamPackaged Water Tube "D" Style Steam Generators25000 | PF | Steam Boiler Plant | Steam | Steam Boiler | SB | SB | H | Boiler | BLR | Steam | STM | Packaged Water Tube "D" Style Steam Generators | PWS | 25000 | MBH | H-BLR-STM-PWS-25000 |  | HBLRSTMPWS | 24
BoilerSteamPackaged Water Tube "D" Style Steam Generators30000 | PF | Steam Boiler Plant | Steam | Steam Boiler | SB | SB | H | Boiler | BLR | Steam | STM | Packaged Water Tube "D" Style Steam Generators | PWS | 30000 | MBH | H-BLR-STM-PWS-30000 |  | HBLRSTMPWS | 24
BoilerSteamPackaged Water Tube "D" Style Steam Generators40000 | PF | Steam Boiler Plant | Steam | Steam Boiler | SB | SB | H | Boiler | BLR | Steam | STM | Packaged Water Tube "D" Style Steam Generators | PWS | 40000 | MBH | H-BLR-STM-PWS-40000 |  | HBLRSTMPWS | 24
BoilerSteamPackaged Water Tube "D" Style Steam Generators50000 | PF | Steam Boiler Plant | Steam | Steam Boiler | SB | SB | H | Boiler | BLR | Steam | STM | Packaged Water Tube "D" Style Steam Generators | PWS | 50000 | MBH | H-BLR-STM-PWS-50000 |  | HBLRSTMPWS | 24
BoilerSteamPackaged Water Tube "D" Style Steam Generators60000 | PF | Steam Boiler Plant | Steam | Steam Boiler | SB | SB | H | Boiler | BLR | Steam | STM | Packaged Water Tube "D" Style Steam Generators | PWS | 60000 | MBH | H-BLR-STM-PWS-60000 |  | HBLRSTMPWS | 24
Bypass Filter FeederAllAll10 | PF | Chiller Plant, Cooling Tower Plant, Hot Water Boiler Plant | Chilled, Condenser, Heating Water | Bypass Filter Feeder | BYF | nan | H | Bypass Filter Feeder | BYF | All | nan | All | nan | 10 | GAL | H-BYF---10 |  | HBYF | 20
Bypass Filter FeederAllAll2 | PF | Chiller Plant, Cooling Tower Plant, Hot Water Boiler Plant | Chilled, Condenser, Heating Water | Bypass Filter Feeder | BYF | nan | H | Bypass Filter Feeder | BYF | All | nan | All | nan | 2 | GAL | H-BYF---2 |  | HBYF | 20
Cabinet Unit HeaterElectricFloor Mounted125 | PF | Air Handling System Terminal Equipment | Terminal Equipment | Cabinet Unit Heater | ECUH | CUH | H | Cabinet Unit Heater | CUH | Electric | ELE | Floor Mounted | FLR | 125 | MBH | H-CUH-ELE-FLR-125 |  | HCUHELEFLR | 13
Cabinet Unit HeaterElectricFloor Mounted75 | PF | Air Handling System Terminal Equipment | Terminal Equipment | Cabinet Unit Heater | ECUH | CUH | H | Cabinet Unit Heater | CUH | Electric | ELE | Floor Mounted | FLR | 75 | MBH | H-CUH-ELE-FLR-75 |  | HCUHELEFLR | 13
Cabinet Unit HeaterHot WaterFloor Mounted125 | PF | Air Handling System Terminal Equipment | Terminal Equipment | Cabinet Unit Heater | CUH | CUH | H | Cabinet Unit Heater | CUH | Hot Water | HW | Floor Mounted | FLR | 125 | MBH | H-CUH-HW-FLR-125 |  | HCUHHWFLR | 20
Cabinet Unit HeaterHot WaterFloor Mounted75 | PF | Air Handling System Terminal Equipment | Terminal Equipment | Cabinet Unit Heater | CUH | CUH | H | Cabinet Unit Heater | CUH | Hot Water | HW | Floor Mounted | FLR | 75 | MBH | H-CUH-HW-FLR-75 |  | HCUHHWFLR | 20
Cabinet Unit HeaterSteamFloor Mounted125 | PF | Air Handling System Terminal Equipment | Terminal Equipment | Cabinet Unit Heater | CUH | CUH | H | Cabinet Unit Heater | CUH | Steam | STM | Floor Mounted | FLR | 125 | MBH | H-CUH-STM-FLR-125 |  | HCUHSTMFLR | 20
Cabinet Unit HeaterSteamFloor Mounted75 | PF | Air Handling System Terminal Equipment | Terminal Equipment | Cabinet Unit Heater | CUH | CUH | H | Cabinet Unit Heater | CUH | Steam | STM | Floor Mounted | FLR | 75 | MBH | H-CUH-STM-FLR-75 |  | HCUHSTMFLR | 20
ChillerAir CooledPackage with Pump10 | PF | Chiller Plant | Chilled Water | Chiller | CH | CH | H | Chiller | CH | Air Cooled | AIR | Package with Pump | PKG | 10 | TONS | H-CH-AIR-PKG-10 |  | HCHAIRPKG | 20
ChillerAir CooledPackage with Pump100 | PF | Chiller Plant | Chilled Water | Chiller | CH | CH | H | Chiller | CH | Air Cooled | AIR | Package with Pump | PKG | 100 | TONS | H-CH-AIR-PKG-100 |  | HCHAIRPKG | 20
ChillerAir CooledPackage with Pump150 | PF | Chiller Plant | Chilled Water | Chiller | CH | CH | H | Chiller | CH | Air Cooled | AIR | Package with Pump | PKG | 150 | TONS | H-CH-AIR-PKG-150 |  | HCHAIRPKG | 20
ChillerAir CooledPackage with Pump200 | PF | Chiller Plant | Chilled Water | Chiller | CH | CH | H | Chiller | CH | Air Cooled | AIR | Package with Pump | PKG | 200 | TONS | H-CH-AIR-PKG-200 |  | HCHAIRPKG | 20
ChillerAir CooledPackage with Pump25 | PF | Chiller Plant | Chilled Water | Chiller | CH | CH | H | Chiller | CH | Air Cooled | AIR | Package with Pump | PKG | 25 | TONS | H-CH-AIR-PKG-25 |  | HCHAIRPKG | 20
ChillerAir CooledPackage with Pump250 | PF | Chiller Plant | Chilled Water | Chiller | CH | CH | H | Chiller | CH | Air Cooled | AIR | Package with Pump | PKG | 250 | TONS | H-CH-AIR-PKG-250 |  | HCHAIRPKG | 20
ChillerAir CooledPackage with Pump50 | PF | Chiller Plant | Chilled Water | Chiller | CH | CH | H | Chiller | CH | Air Cooled | AIR | Package with Pump | PKG | 50 | TONS | H-CH-AIR-PKG-50 |  | HCHAIRPKG | 20
ChillerAir CooledPackage with Pump70 | PF | Chiller Plant | Chilled Water | Chiller | CH | CH | H | Chiller | CH | Air Cooled | AIR | Package with Pump | PKG | 70 | TONS | H-CH-AIR-PKG-70 |  | HCHAIRPKG | 20
ChillerAir CooledScrew100 | PF | Chiller Plant | Chilled Water | Chiller | CH | CH | H | Chiller | CH | Air Cooled | AIR | Screw | SCW | 100 | TONS | H-CH-AIR-SCW-100 |  | HCHAIRSCW | 20
ChillerAir CooledScrew150 | PF | Chiller Plant | Chilled Water | Chiller | CH | CH | H | Chiller | CH | Air Cooled | AIR | Screw | SCW | 150 | TONS | H-CH-AIR-SCW-150 |  | HCHAIRSCW | 20
ChillerAir CooledScrew200 | PF | Chiller Plant | Chilled Water | Chiller | CH | CH | H | Chiller | CH | Air Cooled | AIR | Screw | SCW | 200 | TONS | H-CH-AIR-SCW-200 |  | HCHAIRSCW | 20
ChillerAir CooledScrew25 | PF | Chiller Plant | Chilled Water | Chiller | CH | CH | H | Chiller | CH | Air Cooled | AIR | Screw | SCW | 25 | TONS | H-CH-AIR-SCW-25 |  | HCHAIRSCW | 20
ChillerAir CooledScrew250 | PF | Chiller Plant | Chilled Water | Chiller | CH | CH | H | Chiller | CH | Air Cooled | AIR | Screw | SCW | 250 | TONS | H-CH-AIR-SCW-250 |  | HCHAIRSCW | 20
ChillerAir CooledScrew300 | PF | Chiller Plant | Chilled Water | Chiller | CH | CH | H | Chiller | CH | Air Cooled | AIR | Screw | SCW | 300 | TONS | H-CH-AIR-SCW-300 |  | HCHAIRSCW | 20
ChillerAir CooledScrew350 | PF | Chiller Plant | Chilled Water | Chiller | CH | CH | H | Chiller | CH | Air Cooled | AIR | Screw | SCW | 350 | TONS | H-CH-AIR-SCW-350 |  | HCHAIRSCW | 20
ChillerAir CooledScrew400 | PF | Chiller Plant | Chilled Water | Chiller | CH | CH | H | Chiller | CH | Air Cooled | AIR | Screw | SCW | 400 | TONS | H-CH-AIR-SCW-400 |  | HCHAIRSCW | 20
ChillerAir CooledScrew50 | PF | Chiller Plant | Chilled Water | Chiller | CH | CH | H | Chiller | CH | Air Cooled | AIR | Screw | SCW | 50 | TONS | H-CH-AIR-SCW-50 |  | HCHAIRSCW | 20
ChillerAir CooledScrew500 | PF | Chiller Plant | Chilled Water | Chiller | CH | CH | H | Chiller | CH | Air Cooled | AIR | Screw | SCW | 500 | TONS | H-CH-AIR-SCW-500 |  | HCHAIRSCW | 20
ChillerAir CooledScrew75 | PF | Chiller Plant | Chilled Water | Chiller | CH | CH | H | Chiller | CH | Air Cooled | AIR | Screw | SCW | 75 | TONS | H-CH-AIR-SCW-75 |  | HCHAIRSCW | 20
ChillerAir CooledScroll100 | PF | Chiller Plant | Chilled Water | Chiller | CH | CH | H | Chiller | CH | Air Cooled | AIR | Scroll | SCR | 100 | TONS | H-CH-AIR-SCR-100 |  | HCHAIRSCR | 20
ChillerAir CooledScroll150 | PF | Chiller Plant | Chilled Water | Chiller | CH | CH | H | Chiller | CH | Air Cooled | AIR | Scroll | SCR | 150 | TONS | H-CH-AIR-SCR-150 |  | HCHAIRSCR | 20
ChillerAir CooledScroll20 | PF | Chiller Plant | Chilled Water | Chiller | CH | CH | H | Chiller | CH | Air Cooled | AIR | Scroll | SCR | 20 | TONS | H-CH-AIR-SCR-20 |  | HCHAIRSCR | 20
ChillerAir CooledScroll200 | PF | Chiller Plant | Chilled Water | Chiller | CH | CH | H | Chiller | CH | Air Cooled | AIR | Scroll | SCR | 200 | TONS | H-CH-AIR-SCR-200 |  | HCHAIRSCR | 20
ChillerAir CooledScroll40 | PF | Chiller Plant | Chilled Water | Chiller | CH | CH | H | Chiller | CH | Air Cooled | AIR | Scroll | SCR | 40 | TONS | H-CH-AIR-SCR-40 |  | HCHAIRSCR | 20
ChillerAir CooledScroll60 | PF | Chiller Plant | Chilled Water | Chiller | CH | CH | H | Chiller | CH | Air Cooled | AIR | Scroll | SCR | 60 | TONS | H-CH-AIR-SCR-60 |  | HCHAIRSCR | 20
ChillerAir CooledScroll80 | PF | Chiller Plant | Chilled Water | Chiller | CH | CH | H | Chiller | CH | Air Cooled | AIR | Scroll | SCR | 80 | TONS | H-CH-AIR-SCR-80 |  | HCHAIRSCR | 20
ChillerWater CooledAbsorption1000 | PF | Chiller Plant | Chilled Water | Chiller | CH | CH | H | Chiller | CH | Water Cooled | WTR | Absorption | ABS | 1000 | TONS | H-CH-WTR-ABS-1000 |  | HCHWTRABS | 23
ChillerWater CooledAbsorption1500 | PF | Chiller Plant | Chilled Water | Chiller | CH | CH | H | Chiller | CH | Water Cooled | WTR | Absorption | ABS | 1500 | TONS | H-CH-WTR-ABS-1500 |  | HCHWTRABS | 23
ChillerWater CooledAbsorption200 | PF | Chiller Plant | Chilled Water | Chiller | CH | CH | H | Chiller | CH | Water Cooled | WTR | Absorption | ABS | 200 | TONS | H-CH-WTR-ABS-200 |  | HCHWTRABS | 23
ChillerWater CooledAbsorption2000 | PF | Chiller Plant | Chilled Water | Chiller | CH | CH | H | Chiller | CH | Water Cooled | WTR | Absorption | ABS | 2000 | TONS | H-CH-WTR-ABS-2000 |  | HCHWTRABS | 23
ChillerWater CooledAbsorption2500 | PF | Chiller Plant | Chilled Water | Chiller | CH | CH | H | Chiller | CH | Water Cooled | WTR | Absorption | ABS | 2500 | TONS | H-CH-WTR-ABS-2500 |  | HCHWTRABS | 23
ChillerWater CooledAbsorption400 | PF | Chiller Plant | Chilled Water | Chiller | CH | CH | H | Chiller | CH | Water Cooled | WTR | Absorption | ABS | 400 | TONS | H-CH-WTR-ABS-400 |  | HCHWTRABS | 23
ChillerWater CooledAbsorption600 | PF | Chiller Plant | Chilled Water | Chiller | CH | CH | H | Chiller | CH | Water Cooled | WTR | Absorption | ABS | 600 | TONS | H-CH-WTR-ABS-600 |  | HCHWTRABS | 23
ChillerWater CooledAbsorption800 | PF | Chiller Plant | Chilled Water | Chiller | CH | CH | H | Chiller | CH | Water Cooled | WTR | Absorption | ABS | 800 | TONS | H-CH-WTR-ABS-800 |  | HCHWTRABS | 23
ChillerWater CooledCentrifugal1000 | PF | Chiller Plant | Chilled Water | Chiller | CH | CH | H | Chiller | CH | Water Cooled | WTR | Centrifugal | CNT | 1000 | TONS | H-CH-WTR-CNT-1000 |  | HCHWTRCNT | 23
ChillerWater CooledCentrifugal1500 | PF | Chiller Plant | Chilled Water | Chiller | CH | CH | H | Chiller | CH | Water Cooled | WTR | Centrifugal | CNT | 1500 | TONS | H-CH-WTR-CNT-1500 |  | HCHWTRCNT | 23
ChillerWater CooledCentrifugal200 | PF | Chiller Plant | Chilled Water | Chiller | CH | CH | H | Chiller | CH | Water Cooled | WTR | Centrifugal | CNT | 200 | TONS | H-CH-WTR-CNT-200 |  | HCHWTRCNT | 23
ChillerWater CooledCentrifugal2000 | PF | Chiller Plant | Chilled Water | Chiller | CH | CH | H | Chiller | CH | Water Cooled | WTR | Centrifugal | CNT | 2000 | TONS | H-CH-WTR-CNT-2000 |  | HCHWTRCNT | 23
ChillerWater CooledCentrifugal2500 | PF | Chiller Plant | Chilled Water | Chiller | CH | CH | H | Chiller | CH | Water Cooled | WTR | Centrifugal | CNT | 2500 | TONS | H-CH-WTR-CNT-2500 |  | HCHWTRCNT | 23
ChillerWater CooledCentrifugal400 | PF | Chiller Plant | Chilled Water | Chiller | CH | CH | H | Chiller | CH | Water Cooled | WTR | Centrifugal | CNT | 400 | TONS | H-CH-WTR-CNT-400 |  | HCHWTRCNT | 23
ChillerWater CooledCentrifugal600 | PF | Chiller Plant | Chilled Water | Chiller | CH | CH | H | Chiller | CH | Water Cooled | WTR | Centrifugal | CNT | 600 | TONS | H-CH-WTR-CNT-600 |  | HCHWTRCNT | 23
ChillerWater CooledCentrifugal800 | PF | Chiller Plant | Chilled Water | Chiller | CH | CH | H | Chiller | CH | Water Cooled | WTR | Centrifugal | CNT | 800 | TONS | H-CH-WTR-CNT-800 |  | HCHWTRCNT | 23
ChillerWater CooledModular100 | PF | Chiller Plant | Chilled Water | Chiller | CH | CH | H | Chiller | CH | Water Cooled | WTR | Modular | MOD | 100 | TONS | H-CH-WTR-MOD-100 |  | HCHWTRMOD | 20
ChillerWater CooledModular150 | PF | Chiller Plant | Chilled Water | Chiller | CH | CH | H | Chiller | CH | Water Cooled | WTR | Modular | MOD | 150 | TONS | H-CH-WTR-MOD-150 |  | HCHWTRMOD | 20
ChillerWater CooledModular20 | PF | Chiller Plant | Chilled Water | Chiller | CH | CH | H | Chiller | CH | Water Cooled | WTR | Modular | MOD | 20 | TONS | H-CH-WTR-MOD-20 |  | HCHWTRMOD | 20
ChillerWater CooledModular200 | PF | Chiller Plant | Chilled Water | Chiller | CH | CH | H | Chiller | CH | Water Cooled | WTR | Modular | MOD | 200 | TONS | H-CH-WTR-MOD-200 |  | HCHWTRMOD | 20
ChillerWater CooledModular40 | PF | Chiller Plant | Chilled Water | Chiller | CH | CH | H | Chiller | CH | Water Cooled | WTR | Modular | MOD | 40 | TONS | H-CH-WTR-MOD-40 |  | HCHWTRMOD | 20
ChillerWater CooledModular60 | PF | Chiller Plant | Chilled Water | Chiller | CH | CH | H | Chiller | CH | Water Cooled | WTR | Modular | MOD | 60 | TONS | H-CH-WTR-MOD-60 |  | HCHWTRMOD | 20
ChillerWater CooledModular80 | PF | Chiller Plant | Chilled Water | Chiller | CH | CH | H | Chiller | CH | Water Cooled | WTR | Modular | MOD | 80 | TONS | H-CH-WTR-MOD-80 |  | HCHWTRMOD | 20
ChillerWater CooledReciprocating100 | PF | Chiller Plant | Chilled Water | Chiller | CH | CH | H | Chiller | CH | Water Cooled | WTR | Reciprocating | RCP | 100 | TONS | H-CH-WTR-RCP-100 |  | HCHWTRRCP | 20
ChillerWater CooledReciprocating150 | PF | Chiller Plant | Chilled Water | Chiller | CH | CH | H | Chiller | CH | Water Cooled | WTR | Reciprocating | RCP | 150 | TONS | H-CH-WTR-RCP-150 |  | HCHWTRRCP | 20
ChillerWater CooledReciprocating20 | PF | Chiller Plant | Chilled Water | Chiller | CH | CH | H | Chiller | CH | Water Cooled | WTR | Reciprocating | RCP | 20 | TONS | H-CH-WTR-RCP-20 |  | HCHWTRRCP | 20
ChillerWater CooledReciprocating200 | PF | Chiller Plant | Chilled Water | Chiller | CH | CH | H | Chiller | CH | Water Cooled | WTR | Reciprocating | RCP | 200 | TONS | H-CH-WTR-RCP-200 |  | HCHWTRRCP | 20
ChillerWater CooledReciprocating300 | PF | Chiller Plant | Chilled Water | Chiller | CH | CH | H | Chiller | CH | Water Cooled | WTR | Reciprocating | RCP | 300 | TONS | H-CH-WTR-RCP-300 |  | HCHWTRRCP | 20
ChillerWater CooledReciprocating350 | PF | Chiller Plant | Chilled Water | Chiller | CH | CH | H | Chiller | CH | Water Cooled | WTR | Reciprocating | RCP | 350 | TONS | H-CH-WTR-RCP-350 |  | HCHWTRRCP | 20
ChillerWater CooledReciprocating40 | PF | Chiller Plant | Chilled Water | Chiller | CH | CH | H | Chiller | CH | Water Cooled | WTR | Reciprocating | RCP | 40 | TONS | H-CH-WTR-RCP-40 |  | HCHWTRRCP | 20
ChillerWater CooledReciprocating400 | PF | Chiller Plant | Chilled Water | Chiller | CH | CH | H | Chiller | CH | Water Cooled | WTR | Reciprocating | RCP | 400 | TONS | H-CH-WTR-RCP-400 |  | HCHWTRRCP | 20
ChillerWater CooledReciprocating500 | PF | Chiller Plant | Chilled Water | Chiller | CH | CH | H | Chiller | CH | Water Cooled | WTR | Reciprocating | RCP | 500 | TONS | H-CH-WTR-RCP-500 |  | HCHWTRRCP | 20
ChillerWater CooledReciprocating60 | PF | Chiller Plant | Chilled Water | Chiller | CH | CH | H | Chiller | CH | Water Cooled | WTR | Reciprocating | RCP | 60 | TONS | H-CH-WTR-RCP-60 |  | HCHWTRRCP | 20
ChillerWater CooledReciprocating80 | PF | Chiller Plant | Chilled Water | Chiller | CH | CH | H | Chiller | CH | Water Cooled | WTR | Reciprocating | RCP | 80 | TONS | H-CH-WTR-RCP-80 |  | HCHWTRRCP | 20
ChillerWater CooledScrew100 | PF | Chiller Plant | Chilled Water | Chiller | CH | CH | H | Chiller | CH | Water Cooled | WTR | Screw | SCW | 100 | TONS | H-CH-WTR-SCW-100 |  | HCHWTRSCW | 20
ChillerWater CooledScrew150 | PF | Chiller Plant | Chilled Water | Chiller | CH | CH | H | Chiller | CH | Water Cooled | WTR | Screw | SCW | 150 | TONS | H-CH-WTR-SCW-150 |  | HCHWTRSCW | 20
ChillerWater CooledScrew200 | PF | Chiller Plant | Chilled Water | Chiller | CH | CH | H | Chiller | CH | Water Cooled | WTR | Screw | SCW | 200 | TONS | H-CH-WTR-SCW-200 |  | HCHWTRSCW | 20
ChillerWater CooledScrew25 | PF | Chiller Plant | Chilled Water | Chiller | CH | CH | H | Chiller | CH | Water Cooled | WTR | Screw | SCW | 25 | TONS | H-CH-WTR-SCW-25 |  | HCHWTRSCW | 20
ChillerWater CooledScrew250 | PF | Chiller Plant | Chilled Water | Chiller | CH | CH | H | Chiller | CH | Water Cooled | WTR | Screw | SCW | 250 | TONS | H-CH-WTR-SCW-250 |  | HCHWTRSCW | 20
ChillerWater CooledScrew300 | PF | Chiller Plant | Chilled Water | Chiller | CH | CH | H | Chiller | CH | Water Cooled | WTR | Screw | SCW | 300 | TONS | H-CH-WTR-SCW-300 |  | HCHWTRSCW | 20
ChillerWater CooledScrew350 | PF | Chiller Plant | Chilled Water | Chiller | CH | CH | H | Chiller | CH | Water Cooled | WTR | Screw | SCW | 350 | TONS | H-CH-WTR-SCW-350 |  | HCHWTRSCW | 20
ChillerWater CooledScrew400 | PF | Chiller Plant | Chilled Water | Chiller | CH | CH | H | Chiller | CH | Water Cooled | WTR | Screw | SCW | 400 | TONS | H-CH-WTR-SCW-400 |  | HCHWTRSCW | 20
ChillerWater CooledScrew50 | PF | Chiller Plant | Chilled Water | Chiller | CH | CH | H | Chiller | CH | Water Cooled | WTR | Screw | SCW | 50 | TONS | H-CH-WTR-SCW-50 |  | HCHWTRSCW | 20
ChillerWater CooledScrew500 | PF | Chiller Plant | Chilled Water | Chiller | CH | CH | H | Chiller | CH | Water Cooled | WTR | Screw | SCW | 500 | TONS | H-CH-WTR-SCW-500 |  | HCHWTRSCW | 20
ChillerWater CooledScrew75 | PF | Chiller Plant | Chilled Water | Chiller | CH | CH | H | Chiller | CH | Water Cooled | WTR | Screw | SCW | 75 | TONS | H-CH-WTR-SCW-75 |  | HCHWTRSCW | 20
ChillerWater CooledScroll100 | PF | Chiller Plant | Chilled Water | Chiller | CH | CH | H | Chiller | CH | Water Cooled | WTR | Scroll | SCR | 100 | TONS | H-CH-WTR-SCR-100 |  | HCHWTRSCR | 20
ChillerWater CooledScroll150 | PF | Chiller Plant | Chilled Water | Chiller | CH | CH | H | Chiller | CH | Water Cooled | WTR | Scroll | SCR | 150 | TONS | H-CH-WTR-SCR-150 |  | HCHWTRSCR | 20
ChillerWater CooledScroll20 | PF | Chiller Plant | Chilled Water | Chiller | CH | CH | H | Chiller | CH | Water Cooled | WTR | Scroll | SCR | 20 | TONS | H-CH-WTR-SCR-20 |  | HCHWTRSCR | 20
ChillerWater CooledScroll200 | PF | Chiller Plant | Chilled Water | Chiller | CH | CH | H | Chiller | CH | Water Cooled | WTR | Scroll | SCR | 200 | TONS | H-CH-WTR-SCR-200 |  | HCHWTRSCR | 20
ChillerWater CooledScroll40 | PF | Chiller Plant | Chilled Water | Chiller | CH | CH | H | Chiller | CH | Water Cooled | WTR | Scroll | SCR | 40 | TONS | H-CH-WTR-SCR-40 |  | HCHWTRSCR | 20
ChillerWater CooledScroll60 | PF | Chiller Plant | Chilled Water | Chiller | CH | CH | H | Chiller | CH | Water Cooled | WTR | Scroll | SCR | 60 | TONS | H-CH-WTR-SCR-60 |  | HCHWTRSCR | 20
ChillerWater CooledScroll80 | PF | Chiller Plant | Chilled Water | Chiller | CH | CH | H | Chiller | CH | Water Cooled | WTR | Scroll | SCR | 80 | TONS | H-CH-WTR-SCR-80 |  | HCHWTRSCR | 20
Compressor - Refrig.Air CooledReciprocating10 | REF | Refrigeration Equipment | Refrigeration | Compressor | nan | nan | R | Compressor - Refrig. | CMP | Air Cooled | AIR | Reciprocating | RCP | 10 | TONS | R-CMP-AIR-RCP-10 |  | RCMPAIRRCP | 20
Compressor - Refrig.Air CooledReciprocating100 | REF | Refrigeration Equipment | Refrigeration | Compressor | nan | nan | R | Compressor - Refrig. | CMP | Air Cooled | AIR | Reciprocating | RCP | 100 | TONS | R-CMP-AIR-RCP-100 |  | RCMPAIRRCP | 20
Compressor - Refrig.Air CooledReciprocating150 | REF | Refrigeration Equipment | Refrigeration | Compressor | nan | nan | R | Compressor - Refrig. | CMP | Air Cooled | AIR | Reciprocating | RCP | 150 | TONS | R-CMP-AIR-RCP-150 |  | RCMPAIRRCP | 20
Compressor - Refrig.Air CooledReciprocating20 | REF | Refrigeration Equipment | Refrigeration | Compressor | nan | nan | R | Compressor - Refrig. | CMP | Air Cooled | AIR | Reciprocating | RCP | 20 | TONS | R-CMP-AIR-RCP-20 |  | RCMPAIRRCP | 20
Compressor - Refrig.Air CooledReciprocating200 | REF | Refrigeration Equipment | Refrigeration | Compressor | nan | nan | R | Compressor - Refrig. | CMP | Air Cooled | AIR | Reciprocating | RCP | 200 | TONS | R-CMP-AIR-RCP-200 |  | RCMPAIRRCP | 20
Compressor - Refrig.Air CooledReciprocating5 | REF | Refrigeration Equipment | Refrigeration | Compressor | nan | nan | R | Compressor - Refrig. | CMP | Air Cooled | AIR | Reciprocating | RCP | 5 | TONS | R-CMP-AIR-RCP-5 |  | RCMPAIRRCP | 20
Compressor - Refrig.Air CooledReciprocating50 | REF | Refrigeration Equipment | Refrigeration | Compressor | nan | nan | R | Compressor - Refrig. | CMP | Air Cooled | AIR | Reciprocating | RCP | 50 | TONS | R-CMP-AIR-RCP-50 |  | RCMPAIRRCP | 20
Compressor - Refrig.Air CooledReciprocating500 | REF | Refrigeration Equipment | Refrigeration | Compressor | nan | nan | R | Compressor - Refrig. | CMP | Air Cooled | AIR | Reciprocating | RCP | 500 | TONS | R-CMP-AIR-RCP-500 |  | RCMPAIRRCP | 20
Compressor - Refrig.Water CooledScrew100 | REF | Refrigeration Equipment | Refrigeration | Compressor | nan | nan | R | Compressor - Refrig. | CMP | Water Cooled | WTR | Screw | SCW | 100 | TONS | R-CMP-WTR-SCW-100 |  | RCMPWTRSCW | 20
Compressor - Refrig.Water CooledScrew200 | REF | Refrigeration Equipment | Refrigeration | Compressor | nan | nan | R | Compressor - Refrig. | CMP | Water Cooled | WTR | Screw | SCW | 200 | TONS | R-CMP-WTR-SCW-200 |  | RCMPWTRSCW | 20
Compressor - Refrig.Water CooledScrew300 | REF | Refrigeration Equipment | Refrigeration | Compressor | nan | nan | R | Compressor - Refrig. | CMP | Water Cooled | WTR | Screw | SCW | 300 | TONS | R-CMP-WTR-SCW-300 |  | RCMPWTRSCW | 20
Compressor - Refrig.Water CooledScrew400 | REF | Refrigeration Equipment | Refrigeration | Compressor | nan | nan | R | Compressor - Refrig. | CMP | Water Cooled | WTR | Screw | SCW | 400 | TONS | R-CMP-WTR-SCW-400 |  | RCMPWTRSCW | 20
Compressor - Refrig.Water CooledScrew500 | REF | Refrigeration Equipment | Refrigeration | Compressor | nan | nan | R | Compressor - Refrig. | CMP | Water Cooled | WTR | Screw | SCW | 500 | TONS | R-CMP-WTR-SCW-500 |  | RCMPWTRSCW | 20
Computer Room Air ConditioningDirect ExpansionCondenser10 | SM | Air Handling System Terminal Equipment | Terminal Equipment | Computer Room Air Conditioning | CRAC | CRAC | H | Computer Room Air Conditioning | CRAC | Direct Expansion | DX | Condenser | CND | 10 | TONS | H-CRAC-DX-CND-10 |  | HCRACDXCND | 15
Computer Room Air ConditioningDirect ExpansionCondenser20 | SM | Air Handling System Terminal Equipment | Terminal Equipment | Computer Room Air Conditioning | CRAC | CRAC | H | Computer Room Air Conditioning | CRAC | Direct Expansion | DX | Condenser | CND | 20 | TONS | H-CRAC-DX-CND-20 |  | HCRACDXCND | 15
Computer Room Air ConditioningDirect ExpansionCondenser5 | SM | Air Handling System Terminal Equipment | Terminal Equipment | Computer Room Air Conditioning | CRAC | CRAC | H | Computer Room Air Conditioning | CRAC | Direct Expansion | DX | Condenser | CND | 5 | TONS | H-CRAC-DX-CND-5 |  | HCRACDXCND | 15
Computer Room Air ConditioningDirect ExpansionEvaporator - Ceiling Mounted10 | SM | Air Handling System Terminal Equipment | Terminal Equipment | Computer Room Air Conditioning | CRAC | CRAC | H | Computer Room Air Conditioning | CRAC | Direct Expansion | DX | Evaporator - Ceiling Mounted | ECL | 10 | TONS | H-CRAC-DX-ECL-10 |  | HCRACDXECL | 15
Computer Room Air ConditioningDirect ExpansionEvaporator - Ceiling Mounted20 | SM | Air Handling System Terminal Equipment | Terminal Equipment | Computer Room Air Conditioning | CRAC | CRAC | H | Computer Room Air Conditioning | CRAC | Direct Expansion | DX | Evaporator - Ceiling Mounted | ECL | 20 | TONS | H-CRAC-DX-ECL-20 |  | HCRACDXECL | 15
Computer Room Air ConditioningDirect ExpansionEvaporator - Ceiling Mounted5 | SM | Air Handling System Terminal Equipment | Terminal Equipment | Computer Room Air Conditioning | CRAC | CRAC | H | Computer Room Air Conditioning | CRAC | Direct Expansion | DX | Evaporator - Ceiling Mounted | ECL | 5 | TONS | H-CRAC-DX-ECL-5 |  | HCRACDXECL | 15
Computer Room Air ConditioningDirect ExpansionEvaporator - Floor Mounted10 | SM | Air Handling System Terminal Equipment | Terminal Equipment | Computer Room Air Conditioning | CRAC | CRAC | H | Computer Room Air Conditioning | CRAC | Direct Expansion | DX | Evaporator - Floor Mounted | EFL | 10 | TONS | H-CRAC-DX-EFL-10 |  | HCRACDXEFLR | 15
Computer Room Air ConditioningDirect ExpansionEvaporator - Floor Mounted20 | SM | Air Handling System Terminal Equipment | Terminal Equipment | Computer Room Air Conditioning | CRAC | CRAC | H | Computer Room Air Conditioning | CRAC | Direct Expansion | DX | Evaporator - Floor Mounted | EFL | 20 | TONS | H-CRAC-DX-EFL-20 |  | HCRACDXEFLR | 15
Computer Room Air ConditioningDirect ExpansionEvaporator - Floor Mounted5 | SM | Air Handling System Terminal Equipment | Terminal Equipment | Computer Room Air Conditioning | CRAC | CRAC | H | Computer Room Air Conditioning | CRAC | Direct Expansion | DX | Evaporator - Floor Mounted | EFL | 5 | TONS | H-CRAC-DX-EFL-5 |  | HCRACDXEFLR | 15
Computer Room Air ConditioningDirect ExpansionPump Package5 | SM | Air Handling System Terminal Equipment | Terminal Equipment | Computer Room Air Conditioning | CRAC | CRAC | H | Computer Room Air Conditioning | CRAC | Direct Expansion | DX | Pump Package | PMP | 5 | HP | H-CRAC-DX-PMP-5 |  | HCRACDXPMP | 15
Computer Room Air ConditioningWater CooledCeiling Mounted10 | SM | Air Handling System Terminal Equipment | Terminal Equipment | Computer Room Air Conditioning | CRAC | CRAC | H | Computer Room Air Conditioning | CRAC | Water Cooled | WTR | Ceiling Mounted | CLG | 10 | TONS | H-CRAC-WTR-CLG-10 |  | HCRACWTRCLG | 15
Computer Room Air ConditioningWater CooledCeiling Mounted20 | SM | Air Handling System Terminal Equipment | Terminal Equipment | Computer Room Air Conditioning | CRAC | CRAC | H | Computer Room Air Conditioning | CRAC | Water Cooled | WTR | Ceiling Mounted | CLG | 20 | TONS | H-CRAC-WTR-CLG-20 |  | HCRACWTRCLG | 15
Computer Room Air ConditioningWater CooledCeiling Mounted5 | SM | Air Handling System Terminal Equipment | Terminal Equipment | Computer Room Air Conditioning | CRAC | CRAC | H | Computer Room Air Conditioning | CRAC | Water Cooled | WTR | Ceiling Mounted | CLG | 5 | TONS | H-CRAC-WTR-CLG-5 |  | HCRACWTRCLG | 15
Computer Room Air ConditioningWater CooledFloor Mounted10 | SM | Air Handling System Terminal Equipment | Terminal Equipment | Computer Room Air Conditioning | CRAC | CRAC | H | Computer Room Air Conditioning | CRAC | Water Cooled | WTR | Floor Mounted | FLR | 10 | TONS | H-CRAC-WTR-FLR-10 |  | HCRACWTRFLR | 15
Computer Room Air ConditioningWater CooledFloor Mounted20 | SM | Air Handling System Terminal Equipment | Terminal Equipment | Computer Room Air Conditioning | CRAC | CRAC | H | Computer Room Air Conditioning | CRAC | Water Cooled | WTR | Floor Mounted | FLR | 20 | TONS | H-CRAC-WTR-FLR-20 |  | HCRACWTRFLR | 15
Computer Room Air ConditioningWater CooledFloor Mounted5 | SM | Air Handling System Terminal Equipment | Terminal Equipment | Computer Room Air Conditioning | CRAC | CRAC | H | Computer Room Air Conditioning | CRAC | Water Cooled | WTR | Floor Mounted | FLR | 5 | TONS | H-CRAC-WTR-FLR-5 |  | HCRACWTRFLR | 15
Condensing Unit - Refrig.Air CooledDirect Expansion10 | REF | Refrigeration Equipment | Refrigeration | Condensing Unit | CU | CU | R | Condensing Unit - Refrig. | CU | Air Cooled | AIR | Direct Expansion | DX | 10 | TONS | R-CU-AIR-DX-10 |  | RCUAIRDX | 20
Condensing Unit - Refrig.Air CooledDirect Expansion100 | REF | Refrigeration Equipment | Refrigeration | Condensing Unit | CU | CU | R | Condensing Unit - Refrig. | CU | Air Cooled | AIR | Direct Expansion | DX | 100 | TONS | R-CU-AIR-DX-100 |  | RCUAIRDX | 20
Condensing Unit - Refrig.Air CooledDirect Expansion12 | REF | Refrigeration Equipment | Refrigeration | Condensing Unit | CU | CU | R | Condensing Unit - Refrig. | CU | Air Cooled | AIR | Direct Expansion | DX | 12 | TONS | R-CU-AIR-DX-12 |  | RCUAIRDX | 20
Condensing Unit - Refrig.Air CooledDirect Expansion14 | REF | Refrigeration Equipment | Refrigeration | Condensing Unit | CU | CU | R | Condensing Unit - Refrig. | CU | Air Cooled | AIR | Direct Expansion | DX | 14 | TONS | R-CU-AIR-DX-14 |  | RCUAIRDX | 20
Condensing Unit - Refrig.Air CooledDirect Expansion16 | REF | Refrigeration Equipment | Refrigeration | Condensing Unit | CU | CU | R | Condensing Unit - Refrig. | CU | Air Cooled | AIR | Direct Expansion | DX | 16 | TONS | R-CU-AIR-DX-16 |  | RCUAIRDX | 20
Condensing Unit - Refrig.Air CooledDirect Expansion20 | REF | Refrigeration Equipment | Refrigeration | Condensing Unit | CU | CU | R | Condensing Unit - Refrig. | CU | Air Cooled | AIR | Direct Expansion | DX | 20 | TONS | R-CU-AIR-DX-20 |  | RCUAIRDX | 20
Condensing Unit - Refrig.Air CooledDirect Expansion25 | REF | Refrigeration Equipment | Refrigeration | Condensing Unit | CU | CU | R | Condensing Unit - Refrig. | CU | Air Cooled | AIR | Direct Expansion | DX | 25 | TONS | R-CU-AIR-DX-25 |  | RCUAIRDX | 20
Condensing Unit - Refrig.Air CooledDirect Expansion30 | REF | Refrigeration Equipment | Refrigeration | Condensing Unit | CU | CU | R | Condensing Unit - Refrig. | CU | Air Cooled | AIR | Direct Expansion | DX | 30 | TONS | R-CU-AIR-DX-30 |  | RCUAIRDX | 20
Condensing Unit - Refrig.Air CooledDirect Expansion40 | REF | Refrigeration Equipment | Refrigeration | Condensing Unit | CU | CU | R | Condensing Unit - Refrig. | CU | Air Cooled | AIR | Direct Expansion | DX | 40 | TONS | R-CU-AIR-DX-40 |  | RCUAIRDX | 20
Condensing Unit - Refrig.Air CooledDirect Expansion5 | REF | Refrigeration Equipment | Refrigeration | Condensing Unit | CU | CU | R | Condensing Unit - Refrig. | CU | Air Cooled | AIR | Direct Expansion | DX | 5 | TONS | R-CU-AIR-DX-5 |  | RCUAIRDX | 20
Condensing Unit - Refrig.Air CooledDirect Expansion50 | REF | Refrigeration Equipment | Refrigeration | Condensing Unit | CU | CU | R | Condensing Unit - Refrig. | CU | Air Cooled | AIR | Direct Expansion | DX | 50 | TONS | R-CU-AIR-DX-50 |  | RCUAIRDX | 20
Condensing Unit - Refrig.Air CooledDirect Expansion75 | REF | Refrigeration Equipment | Refrigeration | Condensing Unit | CU | CU | R | Condensing Unit - Refrig. | CU | Air Cooled | AIR | Direct Expansion | DX | 75 | TONS | R-CU-AIR-DX-75 |  | RCUAIRDX | 20
Condensing Unit - Refrig.Air CooledDirect Expansion8 | REF | Refrigeration Equipment | Refrigeration | Condensing Unit | CU | CU | R | Condensing Unit - Refrig. | CU | Air Cooled | AIR | Direct Expansion | DX | 8 | TONS | R-CU-AIR-DX-8 |  | RCUAIRDX | 20
Condensing Unit - Refrig.EvaporativeDirect Expansion10 | REF | Refrigeration Equipment | Refrigeration | Condensing Unit | CU | CU | R | Condensing Unit - Refrig. | CU | Evaporative | EVP | Direct Expansion | DX | 10 | TONS | R-CU-EVP-DX-10 |  | RCUEVPDX | 20
Condensing Unit - Refrig.EvaporativeDirect Expansion100 | REF | Refrigeration Equipment | Refrigeration | Condensing Unit | CU | CU | R | Condensing Unit - Refrig. | CU | Evaporative | EVP | Direct Expansion | DX | 100 | TONS | R-CU-EVP-DX-100 |  | RCUEVPDX | 20
Condensing Unit - Refrig.EvaporativeDirect Expansion25 | REF | Refrigeration Equipment | Refrigeration | Condensing Unit | CU | CU | R | Condensing Unit - Refrig. | CU | Evaporative | EVP | Direct Expansion | DX | 25 | TONS | R-CU-EVP-DX-25 |  | RCUEVPDX | 20
Condensing Unit - Refrig.EvaporativeDirect Expansion50 | REF | Refrigeration Equipment | Refrigeration | Condensing Unit | CU | CU | R | Condensing Unit - Refrig. | CU | Evaporative | EVP | Direct Expansion | DX | 50 | TONS | R-CU-EVP-DX-50 |  | RCUEVPDX | 20
Condensing Unit - Refrig.Water CooledDirect Expansion10 | REF | Refrigeration Equipment | Refrigeration | Condensing Unit | CU | CU | R | Condensing Unit - Refrig. | CU | Water Cooled | WTR | Direct Expansion | DX | 10 | TONS | R-CU-WTR-DX-10 |  | RCUWTRDX | 20
Condensing Unit - Refrig.Water CooledDirect Expansion100 | REF | Refrigeration Equipment | Refrigeration | Condensing Unit | CU | CU | R | Condensing Unit - Refrig. | CU | Water Cooled | WTR | Direct Expansion | DX | 100 | TONS | R-CU-WTR-DX-100 |  | RCUWTRDX | 20
Condensing Unit - Refrig.Water CooledDirect Expansion25 | REF | Refrigeration Equipment | Refrigeration | Condensing Unit | CU | CU | R | Condensing Unit - Refrig. | CU | Water Cooled | WTR | Direct Expansion | DX | 25 | TONS | R-CU-WTR-DX-25 |  | RCUWTRDX | 20
Condensing Unit - Refrig.Water CooledDirect Expansion50 | REF | Refrigeration Equipment | Refrigeration | Condensing Unit | CU | CU | R | Condensing Unit - Refrig. | CU | Water Cooled | WTR | Direct Expansion | DX | 50 | TONS | R-CU-WTR-DX-50 |  | RCUWTRDX | 20
Condensing UnitAir CooledDirect Expansion10 | PF | Air Handling System Terminal Equipment | Terminal Equipment | Condensing Unit | CU | CU | H | Condensing Unit | CU | Air Cooled | AIR | Direct Expansion | DX | 10 | TONS | H-CU-AIR-DX-10 |  | HCUAIRDX | 20
Condensing UnitAir CooledDirect Expansion2 | PF | Air Handling System Terminal Equipment | Terminal Equipment | Condensing Unit | CU | CU | H | Condensing Unit | CU | Air Cooled | AIR | Direct Expansion | DX | 2 | TONS | H-CU-AIR-DX-2 |  | HCUAIRDX | 20
Condensing UnitAir CooledDirect Expansion25 | PF | Air Handling System Terminal Equipment | Terminal Equipment | Condensing Unit | CU | CU | H | Condensing Unit | CU | Air Cooled | AIR | Direct Expansion | DX | 25 | TONS | H-CU-AIR-DX-25 |  | HCUAIRDX | 20
Condensing UnitAir CooledDirect Expansion5 | PF | Air Handling System Terminal Equipment | Terminal Equipment | Condensing Unit | CU | CU | H | Condensing Unit | CU | Air Cooled | AIR | Direct Expansion | DX | 5 | TONS | H-CU-AIR-DX-5 |  | HCUAIRDX | 20
Condensing UnitAir CooledDirect Expansion50 | PF | Air Handling System Terminal Equipment | Terminal Equipment | Condensing Unit | CU | CU | H | Condensing Unit | CU | Air Cooled | AIR | Direct Expansion | DX | 50 | TONS | H-CU-AIR-DX-50 |  | HCUAIRDX | 20
Condensing UnitAir CooledReciprocating10 | PF | Air Handling System Terminal Equipment | Terminal Equipment | Condensing Unit | CU | CU | H | Condensing Unit | CU | Air Cooled | AIR | Reciprocating | RCP | 10 | TONS | H-CU-AIR-RCP-10 |  | HCUAIRDX | 20
Condensing UnitAir CooledReciprocating25 | PF | Air Handling System Terminal Equipment | Terminal Equipment | Condensing Unit | CU | CU | H | Condensing Unit | CU | Air Cooled | AIR | Reciprocating | RCP | 25 | TONS | H-CU-AIR-RCP-25 |  | HCUAIRDX | 20
Condensing UnitAir CooledReciprocating50 | PF | Air Handling System Terminal Equipment | Terminal Equipment | Condensing Unit | CU | CU | H | Condensing Unit | CU | Air Cooled | AIR | Reciprocating | RCP | 50 | TONS | H-CU-AIR-RCP-50 |  | HCUAIRDX | 20
Condensing UnitEvaporative Fluid CoolerDirect Expansion10 | PF | Air Handling System Terminal Equipment | Terminal Equipment | Condensing Unit | CU | CU | H | Condensing Unit | CU | Evaporative Fluid Cooler | EFC | Direct Expansion | DX | 10 | TONS | H-CU-EFC-DX-10 |  | HCUEFCDX | 20
Condensing UnitEvaporative Fluid CoolerDirect Expansion100 | PF | Air Handling System Terminal Equipment | Terminal Equipment | Condensing Unit | CU | CU | H | Condensing Unit | CU | Evaporative Fluid Cooler | EFC | Direct Expansion | DX | 100 | TONS | H-CU-EFC-DX-100 |  | HCUEFCDX | 20
Condensing UnitEvaporative Fluid CoolerDirect Expansion250 | PF | Air Handling System Terminal Equipment | Terminal Equipment | Condensing Unit | CU | CU | H | Condensing Unit | CU | Evaporative Fluid Cooler | EFC | Direct Expansion | DX | 250 | TONS | H-CU-EFC-DX-250 |  | HCUEFCDX | 20
Condensing UnitEvaporative Fluid CoolerDirect Expansion50 | PF | Air Handling System Terminal Equipment | Terminal Equipment | Condensing Unit | CU | CU | H | Condensing Unit | CU | Evaporative Fluid Cooler | EFC | Direct Expansion | DX | 50 | TONS | H-CU-EFC-DX-50 |  | HCUEFCDX | 20
Condensing UnitEvaporative Fluid CoolerDirect Expansion500 | PF | Air Handling System Terminal Equipment | Terminal Equipment | Condensing Unit | CU | CU | H | Condensing Unit | CU | Evaporative Fluid Cooler | EFC | Direct Expansion | DX | 500 | TONS | H-CU-EFC-DX-500 |  | HCUEFCDX | 20
Condensing UnitEvaporativeDirect Expansion10 | PF | Air Handling System Terminal Equipment | Terminal Equipment | Condensing Unit | CU | CU | H | Condensing Unit | CU | Evaporative | EVP | Direct Expansion | DX | 10 | TONS | H-CU-EVP-DX-10 |  | HCUEVPDX | 20
Condensing UnitEvaporativeDirect Expansion100 | PF | Air Handling System Terminal Equipment | Terminal Equipment | Condensing Unit | CU | CU | H | Condensing Unit | CU | Evaporative | EVP | Direct Expansion | DX | 100 | TONS | H-CU-EVP-DX-100 |  | HCUEVPDX | 20
Condensing UnitEvaporativeDirect Expansion250 | PF | Air Handling System Terminal Equipment | Terminal Equipment | Condensing Unit | CU | CU | H | Condensing Unit | CU | Evaporative | EVP | Direct Expansion | DX | 250 | TONS | H-CU-EVP-DX-250 |  | HCUEVPDX | 20
Condensing UnitEvaporativeDirect Expansion50 | PF | Air Handling System Terminal Equipment | Terminal Equipment | Condensing Unit | CU | CU | H | Condensing Unit | CU | Evaporative | EVP | Direct Expansion | DX | 50 | TONS | H-CU-EVP-DX-50 |  | HCUEVPDX | 20
Condensing UnitEvaporativeDirect Expansion500 | PF | Air Handling System Terminal Equipment | Terminal Equipment | Condensing Unit | CU | CU | H | Condensing Unit | CU | Evaporative | EVP | Direct Expansion | DX | 500 | TONS | H-CU-EVP-DX-500 |  | HCUEVPDX | 20
Condensing UnitWater CooledDirect Expansion10 | PF | Air Handling System Terminal Equipment | Terminal Equipment | Condensing Unit | CU | CU | H | Condensing Unit | CU | Water Cooled | WTR | Direct Expansion | DX | 10 | TONS | H-CU-WTR-DX-10 |  | HCUWTRDX | 20
Condensing UnitWater CooledDirect Expansion100 | PF | Air Handling System Terminal Equipment | Terminal Equipment | Condensing Unit | CU | CU | H | Condensing Unit | CU | Water Cooled | WTR | Direct Expansion | DX | 100 | TONS | H-CU-WTR-DX-100 |  | HCUWTRDX | 20
Condensing UnitWater CooledDirect Expansion50 | PF | Air Handling System Terminal Equipment | Terminal Equipment | Condensing Unit | CU | CU | H | Condensing Unit | CU | Water Cooled | WTR | Direct Expansion | DX | 50 | TONS | H-CU-WTR-DX-50 |  | HCUWTRDX | 20
Condensing UnitWater CooledReciprocating10 | PF | Air Handling System Terminal Equipment | Terminal Equipment | Condensing Unit | CU | CU | H | Condensing Unit | CU | Water Cooled | WTR | Reciprocating | RCP | 10 | TONS | H-CU-WTR-RCP-10 |  | HCUWTRDX | 20
Condensing UnitWater CooledReciprocating100 | PF | Air Handling System Terminal Equipment | Terminal Equipment | Condensing Unit | CU | CU | H | Condensing Unit | CU | Water Cooled | WTR | Reciprocating | RCP | 100 | TONS | H-CU-WTR-RCP-100 |  | HCUWTRDX | 20
Condensing UnitWater CooledReciprocating50 | PF | Air Handling System Terminal Equipment | Terminal Equipment | Condensing Unit | CU | CU | H | Condensing Unit | CU | Water Cooled | WTR | Reciprocating | RCP | 50 | TONS | H-CU-WTR-RCP-50 |  | HCUWTRDX | 20
ConvectorHot WaterAll100 | PF | Air Handling System Terminal Equipment | Terminal Equipment | Convector | CUH | CUH | H | Convector | CVR | Hot Water | HW | All | nan | 100 | MBH | H-CVR-HW--100 |  | HCVRHW | 20
ConvectorHot WaterAll250 | PF | Air Handling System Terminal Equipment | Terminal Equipment | Convector | CUH | CUH | H | Convector | CVR | Hot Water | HW | All | nan | 250 | MBH | H-CVR-HW--250 |  | HCVRHW | 20
ConvectorHot WaterAll50 | PF | Air Handling System Terminal Equipment | Terminal Equipment | Convector | CUH | CUH | H | Convector | CVR | Hot Water | HW | All | nan | 50 | MBH | H-CVR-HW--50 |  | HCVRHW | 20
Cooling TowerClosed Circuit - IndoorCentrifugal Fan10 | PF | Cooling Tower Plant | Condenser Water | Cooling Tower | CT | CT | H | Cooling Tower | CT | Closed Circuit - Indoor | CLI | Centrifugal Fan | CNT | 10 | TONS | H-CT-CLI-CNT-10 |  | HCTCLICNT | 20
Cooling TowerClosed Circuit - IndoorCentrifugal Fan100 | PF | Cooling Tower Plant | Condenser Water | Cooling Tower | CT | CT | H | Cooling Tower | CT | Closed Circuit - Indoor | CLI | Centrifugal Fan | CNT | 100 | TONS | H-CT-CLI-CNT-100 |  | HCTCLICNT | 20
Cooling TowerClosed Circuit - IndoorCentrifugal Fan25 | PF | Cooling Tower Plant | Condenser Water | Cooling Tower | CT | CT | H | Cooling Tower | CT | Closed Circuit - Indoor | CLI | Centrifugal Fan | CNT | 25 | TONS | H-CT-CLI-CNT-25 |  | HCTCLICNT | 20
Cooling TowerClosed Circuit - IndoorCentrifugal Fan50 | PF | Cooling Tower Plant | Condenser Water | Cooling Tower | CT | CT | H | Cooling Tower | CT | Closed Circuit - Indoor | CLI | Centrifugal Fan | CNT | 50 | TONS | H-CT-CLI-CNT-50 |  | HCTCLICNT | 20
Cooling TowerClosed Circuit - IndoorCentrifugal Fan75 | PF | Cooling Tower Plant | Condenser Water | Cooling Tower | CT | CT | H | Cooling Tower | CT | Closed Circuit - Indoor | CLI | Centrifugal Fan | CNT | 75 | TONS | H-CT-CLI-CNT-75 |  | HCTCLICNT | 20
Cooling TowerClosed Circuit - OutdoorAxial Fan10 | PF | Cooling Tower Plant | Condenser Water | Cooling Tower | CT | CT | H | Cooling Tower | CT | Closed Circuit - Outdoor | CLO | Axial Fan | AXL | 10 | TONS | H-CT-CLO-AXL-10 |  | HCTCLOAXL | 20
Cooling TowerClosed Circuit - OutdoorAxial Fan100 | PF | Cooling Tower Plant | Condenser Water | Cooling Tower | CT | CT | H | Cooling Tower | CT | Closed Circuit - Outdoor | CLO | Axial Fan | AXL | 100 | TONS | H-CT-CLO-AXL-100 |  | HCTCLOAXL | 20
Cooling TowerClosed Circuit - OutdoorAxial Fan150 | PF | Cooling Tower Plant | Condenser Water | Cooling Tower | CT | CT | H | Cooling Tower | CT | Closed Circuit - Outdoor | CLO | Axial Fan | AXL | 150 | TONS | H-CT-CLO-AXL-150 |  | HCTCLOAXL | 20
Cooling TowerClosed Circuit - OutdoorAxial Fan200 | PF | Cooling Tower Plant | Condenser Water | Cooling Tower | CT | CT | H | Cooling Tower | CT | Closed Circuit - Outdoor | CLO | Axial Fan | AXL | 200 | TONS | H-CT-CLO-AXL-200 |  | HCTCLOAXL | 20
Cooling TowerClosed Circuit - OutdoorAxial Fan25 | PF | Cooling Tower Plant | Condenser Water | Cooling Tower | CT | CT | H | Cooling Tower | CT | Closed Circuit - Outdoor | CLO | Axial Fan | AXL | 25 | TONS | H-CT-CLO-AXL-25 |  | HCTCLOAXL | 20
Cooling TowerClosed Circuit - OutdoorAxial Fan250 | PF | Cooling Tower Plant | Condenser Water | Cooling Tower | CT | CT | H | Cooling Tower | CT | Closed Circuit - Outdoor | CLO | Axial Fan | AXL | 250 | TONS | H-CT-CLO-AXL-250 |  | HCTCLOAXL | 20
Cooling TowerClosed Circuit - OutdoorAxial Fan300 | PF | Cooling Tower Plant | Condenser Water | Cooling Tower | CT | CT | H | Cooling Tower | CT | Closed Circuit - Outdoor | CLO | Axial Fan | AXL | 300 | TONS | H-CT-CLO-AXL-300 |  | HCTCLOAXL | 20
Cooling TowerClosed Circuit - OutdoorAxial Fan400 | PF | Cooling Tower Plant | Condenser Water | Cooling Tower | CT | CT | H | Cooling Tower | CT | Closed Circuit - Outdoor | CLO | Axial Fan | AXL | 400 | TONS | H-CT-CLO-AXL-400 |  | HCTCLOAXL | 20
Cooling TowerClosed Circuit - OutdoorAxial Fan50 | PF | Cooling Tower Plant | Condenser Water | Cooling Tower | CT | CT | H | Cooling Tower | CT | Closed Circuit - Outdoor | CLO | Axial Fan | AXL | 50 | TONS | H-CT-CLO-AXL-50 |  | HCTCLOAXL | 20
Cooling TowerClosed Circuit - OutdoorAxial Fan500 | PF | Cooling Tower Plant | Condenser Water | Cooling Tower | CT | CT | H | Cooling Tower | CT | Closed Circuit - Outdoor | CLO | Axial Fan | AXL | 500 | TONS | H-CT-CLO-AXL-500 |  | HCTCLOAXL | 20
Cooling TowerClosed Circuit - OutdoorAxial Fan75 | PF | Cooling Tower Plant | Condenser Water | Cooling Tower | CT | CT | H | Cooling Tower | CT | Closed Circuit - Outdoor | CLO | Axial Fan | AXL | 75 | TONS | H-CT-CLO-AXL-75 |  | HCTCLOAXL | 20
Cooling TowerClosed Circuit - OutdoorCentrifugal Fan10 | PF | Cooling Tower Plant | Condenser Water | Cooling Tower | CT | CT | H | Cooling Tower | CT | Closed Circuit - Outdoor | CLO | Centrifugal Fan | CNT | 10 | TONS | H-CT-CLO-CNT-10 |  | HCTCLOCNT | 20
Cooling TowerClosed Circuit - OutdoorCentrifugal Fan100 | PF | Cooling Tower Plant | Condenser Water | Cooling Tower | CT | CT | H | Cooling Tower | CT | Closed Circuit - Outdoor | CLO | Centrifugal Fan | CNT | 100 | TONS | H-CT-CLO-CNT-100 |  | HCTCLOCNT | 20
Cooling TowerClosed Circuit - OutdoorCentrifugal Fan150 | PF | Cooling Tower Plant | Condenser Water | Cooling Tower | CT | CT | H | Cooling Tower | CT | Closed Circuit - Outdoor | CLO | Centrifugal Fan | CNT | 150 | TONS | H-CT-CLO-CNT-150 |  | HCTCLOCNT | 20
Cooling TowerClosed Circuit - OutdoorCentrifugal Fan200 | PF | Cooling Tower Plant | Condenser Water | Cooling Tower | CT | CT | H | Cooling Tower | CT | Closed Circuit - Outdoor | CLO | Centrifugal Fan | CNT | 200 | TONS | H-CT-CLO-CNT-200 |  | HCTCLOCNT | 20
Cooling TowerClosed Circuit - OutdoorCentrifugal Fan25 | PF | Cooling Tower Plant | Condenser Water | Cooling Tower | CT | CT | H | Cooling Tower | CT | Closed Circuit - Outdoor | CLO | Centrifugal Fan | CNT | 25 | TONS | H-CT-CLO-CNT-25 |  | HCTCLOCNT | 20
Cooling TowerClosed Circuit - OutdoorCentrifugal Fan250 | PF | Cooling Tower Plant | Condenser Water | Cooling Tower | CT | CT | H | Cooling Tower | CT | Closed Circuit - Outdoor | CLO | Centrifugal Fan | CNT | 250 | TONS | H-CT-CLO-CNT-250 |  | HCTCLOCNT | 20
Cooling TowerClosed Circuit - OutdoorCentrifugal Fan300 | PF | Cooling Tower Plant | Condenser Water | Cooling Tower | CT | CT | H | Cooling Tower | CT | Closed Circuit - Outdoor | CLO | Centrifugal Fan | CNT | 300 | TONS | H-CT-CLO-CNT-300 |  | HCTCLOCNT | 20
Cooling TowerClosed Circuit - OutdoorCentrifugal Fan400 | PF | Cooling Tower Plant | Condenser Water | Cooling Tower | CT | CT | H | Cooling Tower | CT | Closed Circuit - Outdoor | CLO | Centrifugal Fan | CNT | 400 | TONS | H-CT-CLO-CNT-400 |  | HCTCLOCNT | 20
Cooling TowerClosed Circuit - OutdoorCentrifugal Fan50 | PF | Cooling Tower Plant | Condenser Water | Cooling Tower | CT | CT | H | Cooling Tower | CT | Closed Circuit - Outdoor | CLO | Centrifugal Fan | CNT | 50 | TONS | H-CT-CLO-CNT-50 |  | HCTCLOCNT | 20
Cooling TowerClosed Circuit - OutdoorCentrifugal Fan500 | PF | Cooling Tower Plant | Condenser Water | Cooling Tower | CT | CT | H | Cooling Tower | CT | Closed Circuit - Outdoor | CLO | Centrifugal Fan | CNT | 500 | TONS | H-CT-CLO-CNT-500 |  | HCTCLOCNT | 20
Cooling TowerClosed Circuit - OutdoorCentrifugal Fan75 | PF | Cooling Tower Plant | Condenser Water | Cooling Tower | CT | CT | H | Cooling Tower | CT | Closed Circuit - Outdoor | CLO | Centrifugal Fan | CNT | 75 | TONS | H-CT-CLO-CNT-75 |  | HCTCLOCNT | 20
Cooling TowerOpen CellAxial Fan10 | PF | Cooling Tower Plant | Condenser Water | Cooling Tower | CT | CT | H | Cooling Tower | CT | Open Cell | OPN | Axial Fan | AXL | 10 | TONS | H-CT-OPN-AXL-10 |  | HCTOPNAXL | 20
Cooling TowerOpen CellAxial Fan100 | PF | Cooling Tower Plant | Condenser Water | Cooling Tower | CT | CT | H | Cooling Tower | CT | Open Cell | OPN | Axial Fan | AXL | 100 | TONS | H-CT-OPN-AXL-100 |  | HCTOPNAXL | 20
Cooling TowerOpen CellAxial Fan1000 | PF | Cooling Tower Plant | Condenser Water | Cooling Tower | CT | CT | H | Cooling Tower | CT | Open Cell | OPN | Axial Fan | AXL | 1000 | TONS | H-CT-OPN-AXL-1000 |  | HCTOPNAXL | 20
Cooling TowerOpen CellAxial Fan1250 | PF | Cooling Tower Plant | Condenser Water | Cooling Tower | CT | CT | H | Cooling Tower | CT | Open Cell | OPN | Axial Fan | AXL | 1250 | TONS | H-CT-OPN-AXL-1250 |  | HCTOPNAXL | 20
Cooling TowerOpen CellAxial Fan150 | PF | Cooling Tower Plant | Condenser Water | Cooling Tower | CT | CT | H | Cooling Tower | CT | Open Cell | OPN | Axial Fan | AXL | 150 | TONS | H-CT-OPN-AXL-150 |  | HCTOPNAXL | 20
Cooling TowerOpen CellAxial Fan1500 | PF | Cooling Tower Plant | Condenser Water | Cooling Tower | CT | CT | H | Cooling Tower | CT | Open Cell | OPN | Axial Fan | AXL | 1500 | TONS | H-CT-OPN-AXL-1500 |  | HCTOPNAXL | 20
Cooling TowerOpen CellAxial Fan200 | PF | Cooling Tower Plant | Condenser Water | Cooling Tower | CT | CT | H | Cooling Tower | CT | Open Cell | OPN | Axial Fan | AXL | 200 | TONS | H-CT-OPN-AXL-200 |  | HCTOPNAXL | 20
Cooling TowerOpen CellAxial Fan25 | PF | Cooling Tower Plant | Condenser Water | Cooling Tower | CT | CT | H | Cooling Tower | CT | Open Cell | OPN | Axial Fan | AXL | 25 | TONS | H-CT-OPN-AXL-25 |  | HCTOPNAXL | 20
Cooling TowerOpen CellAxial Fan250 | PF | Cooling Tower Plant | Condenser Water | Cooling Tower | CT | CT | H | Cooling Tower | CT | Open Cell | OPN | Axial Fan | AXL | 250 | TONS | H-CT-OPN-AXL-250 |  | HCTOPNAXL | 20
Cooling TowerOpen CellAxial Fan300 | PF | Cooling Tower Plant | Condenser Water | Cooling Tower | CT | CT | H | Cooling Tower | CT | Open Cell | OPN | Axial Fan | AXL | 300 | TONS | H-CT-OPN-AXL-300 |  | HCTOPNAXL | 20
Cooling TowerOpen CellAxial Fan350 | PF | Cooling Tower Plant | Condenser Water | Cooling Tower | CT | CT | H | Cooling Tower | CT | Open Cell | OPN | Axial Fan | AXL | 350 | TONS | H-CT-OPN-AXL-350 |  | HCTOPNAXL | 20
Cooling TowerOpen CellAxial Fan400 | PF | Cooling Tower Plant | Condenser Water | Cooling Tower | CT | CT | H | Cooling Tower | CT | Open Cell | OPN | Axial Fan | AXL | 400 | TONS | H-CT-OPN-AXL-400 |  | HCTOPNAXL | 20
Cooling TowerOpen CellAxial Fan50 | PF | Cooling Tower Plant | Condenser Water | Cooling Tower | CT | CT | H | Cooling Tower | CT | Open Cell | OPN | Axial Fan | AXL | 50 | TONS | H-CT-OPN-AXL-50 |  | HCTOPNAXL | 20
Cooling TowerOpen CellAxial Fan500 | PF | Cooling Tower Plant | Condenser Water | Cooling Tower | CT | CT | H | Cooling Tower | CT | Open Cell | OPN | Axial Fan | AXL | 500 | TONS | H-CT-OPN-AXL-500 |  | HCTOPNAXL | 20
Cooling TowerOpen CellAxial Fan600 | PF | Cooling Tower Plant | Condenser Water | Cooling Tower | CT | CT | H | Cooling Tower | CT | Open Cell | OPN | Axial Fan | AXL | 600 | TONS | H-CT-OPN-AXL-600 |  | HCTOPNAXL | 20
Cooling TowerOpen CellAxial Fan700 | PF | Cooling Tower Plant | Condenser Water | Cooling Tower | CT | CT | H | Cooling Tower | CT | Open Cell | OPN | Axial Fan | AXL | 700 | TONS | H-CT-OPN-AXL-700 |  | HCTOPNAXL | 20
Cooling TowerOpen CellAxial Fan75 | PF | Cooling Tower Plant | Condenser Water | Cooling Tower | CT | CT | H | Cooling Tower | CT | Open Cell | OPN | Axial Fan | AXL | 75 | TONS | H-CT-OPN-AXL-75 |  | HCTOPNAXL | 20
Cooling TowerOpen CellAxial Fan800 | PF | Cooling Tower Plant | Condenser Water | Cooling Tower | CT | CT | H | Cooling Tower | CT | Open Cell | OPN | Axial Fan | AXL | 800 | TONS | H-CT-OPN-AXL-800 |  | HCTOPNAXL | 20
Cooling TowerOpen CellAxial Fan900 | PF | Cooling Tower Plant | Condenser Water | Cooling Tower | CT | CT | H | Cooling Tower | CT | Open Cell | OPN | Axial Fan | AXL | 900 | TONS | H-CT-OPN-AXL-900 |  | HCTOPNAXL | 20
Cooling TowerOpen CellAxial Fiberglass Fan10 | PF | Cooling Tower Plant | Condenser Water | Cooling Tower | CT | CT | H | Cooling Tower | CT | Open Cell | OPN | Axial Fiberglass Fan | AXF | 10 | TONS | H-CT-OPN-AXF-10 |  | HCTOPNAXL | 20
Cooling TowerOpen CellAxial Fiberglass Fan100 | PF | Cooling Tower Plant | Condenser Water | Cooling Tower | CT | CT | H | Cooling Tower | CT | Open Cell | OPN | Axial Fiberglass Fan | AXF | 100 | TONS | H-CT-OPN-AXF-100 |  | HCTOPNAXL | 20
Cooling TowerOpen CellAxial Fiberglass Fan150 | PF | Cooling Tower Plant | Condenser Water | Cooling Tower | CT | CT | H | Cooling Tower | CT | Open Cell | OPN | Axial Fiberglass Fan | AXF | 150 | TONS | H-CT-OPN-AXF-150 |  | HCTOPNAXL | 20
Cooling TowerOpen CellAxial Fiberglass Fan200 | PF | Cooling Tower Plant | Condenser Water | Cooling Tower | CT | CT | H | Cooling Tower | CT | Open Cell | OPN | Axial Fiberglass Fan | AXF | 200 | TONS | H-CT-OPN-AXF-200 |  | HCTOPNAXL | 20
Cooling TowerOpen CellAxial Fiberglass Fan25 | PF | Cooling Tower Plant | Condenser Water | Cooling Tower | CT | CT | H | Cooling Tower | CT | Open Cell | OPN | Axial Fiberglass Fan | AXF | 25 | TONS | H-CT-OPN-AXF-25 |  | HCTOPNAXL | 20
Cooling TowerOpen CellAxial Fiberglass Fan300 | PF | Cooling Tower Plant | Condenser Water | Cooling Tower | CT | CT | H | Cooling Tower | CT | Open Cell | OPN | Axial Fiberglass Fan | AXF | 300 | TONS | H-CT-OPN-AXF-300 |  | HCTOPNAXL | 20
Cooling TowerOpen CellAxial Fiberglass Fan400 | PF | Cooling Tower Plant | Condenser Water | Cooling Tower | CT | CT | H | Cooling Tower | CT | Open Cell | OPN | Axial Fiberglass Fan | AXF | 400 | TONS | H-CT-OPN-AXF-400 |  | HCTOPNAXL | 20
Cooling TowerOpen CellAxial Fiberglass Fan50 | PF | Cooling Tower Plant | Condenser Water | Cooling Tower | CT | CT | H | Cooling Tower | CT | Open Cell | OPN | Axial Fiberglass Fan | AXF | 50 | TONS | H-CT-OPN-AXF-50 |  | HCTOPNAXL | 20
Cooling TowerOpen CellAxial Fiberglass Fan500 | PF | Cooling Tower Plant | Condenser Water | Cooling Tower | CT | CT | H | Cooling Tower | CT | Open Cell | OPN | Axial Fiberglass Fan | AXF | 500 | TONS | H-CT-OPN-AXF-500 |  | HCTOPNAXL | 20
Cooling TowerOpen CellAxial Fiberglass Fan75 | PF | Cooling Tower Plant | Condenser Water | Cooling Tower | CT | CT | H | Cooling Tower | CT | Open Cell | OPN | Axial Fiberglass Fan | AXF | 75 | TONS | H-CT-OPN-AXF-75 |  | HCTOPNAXL | 20
Coupon RackBlack IronAll5 | PF | Chiller Plant, Cooling Tower Plant, Hot Water Boiler Plant | Chilled, Condenser, Heating Water | Coupon Rack | CPN | nan | H | Coupon Rack | CPN | Black Iron | IRN | All | nan | 5 | GPM | H-CPN-IRN--5 |  | nan | 20
Coupon RackPVCAll5 | PF | Chiller Plant, Cooling Tower Plant, Hot Water Boiler Plant | Chilled, Condenser, Heating Water | Coupon Rack | CPN | nan | H | Coupon Rack | CPN | PVC | PVC | All | nan | 5 | GPM | H-CPN-PVC--5 |  | nan | 20
DI/RO EquipmentDeionization UnitAll1000 | PL | Domestic Water Plant | Domestic Water | Deionization Unit | DI | DI/RO | P | DI/RO Equipment | DIRO | Deionization Unit | DI | All | nan | 1000 | GPM | P-DIRO-DI--1000 |  | PDIRODI | 15
DI/RO EquipmentDeionization UnitAll350 | PL | Domestic Water Plant | Domestic Water | Deionization Unit | DI | DI/RO | P | DI/RO Equipment | DIRO | Deionization Unit | DI | All | nan | 350 | GPM | P-DIRO-DI--350 |  | PDIRODI | 15
DI/RO EquipmentInlineRO Water10 | PL | Domestic Water Plant | Domestic Water | RO Circ Pump | ROCP | DI/RO | P | DI/RO Equipment | PMP | Inline | INL | RO Water | ROW | 10 | HP | P-PMP-INL-ROW-10 |  | HPMPINL | 10
DI/RO EquipmentInlineRO Water2 | PL | Domestic Water Plant | Domestic Water | RO Circ Pump | ROCP | DI/RO | P | DI/RO Equipment | PMP | Inline | INL | RO Water | ROW | 2 | HP | P-PMP-INL-ROW-2 |  | HPMPINL | 10
DI/RO EquipmentOzone GeneratorAll10 | PL | Domestic Water Plant | Domestic Water | Ozone Generator | OZO | DI/RO | P | DI/RO Equipment | DIRO | Ozone Generator | OZO | All | nan | 10 | GAL | P-DIRO-OZO--10 |  | PDIROOZO | 15
DI/RO EquipmentReverse OsmosisAll100 | PL | Domestic Water Plant | Domestic Water | Reverse Osmosis Unit | nan | DI/RO | P | DI/RO Equipment | DIRO | Reverse Osmosis | RO | All | nan | 100 | GPM | P-DIRO-RO--100 |  | PDIRORO | 15
DI/RO EquipmentReverse OsmosisAll50 | PL | Domestic Water Plant | Domestic Water | Reverse Osmosis Unit | nan | DI/RO | P | DI/RO Equipment | DIRO | Reverse Osmosis | RO | All | nan | 50 | GPM | P-DIRO-RO--50 |  | PDIRORO | 15
DI/RO EquipmentRO WaterStorage, Above Ground50 | PL | Domestic Water Plant | Domestic Water | RO Tank | ROT | DI/RO | P | DI/RO Equipment | TNK | RO Water | RO | Storage, Above Ground | AG | 50 | GAL | P-TNK-RO-AG-50 |  | PTNKNEU | 15
Direct Outside Air UnitIndoorPackaged1000 | SM | Air Handling Units | Air Handling Units | Direct Outside Air Unit | DOAS | DOAS | H | Direct Outside Air Unit | DOAS | Indoor | IND | Packaged | PKG | 1000 | CFM | H-DOAS-IND-PKG-1000 |  | HDOAS | 15
Direct Outside Air UnitIndoorPackaged2000 | SM | Air Handling Units | Air Handling Units | Direct Outside Air Unit | DOAS | DOAS | H | Direct Outside Air Unit | DOAS | Indoor | IND | Packaged | PKG | 2000 | CFM | H-DOAS-IND-PKG-2000 |  | HDOAS | 15
Direct Outside Air UnitIndoorPackaged4000 | SM | Air Handling Units | Air Handling Units | Direct Outside Air Unit | DOAS | DOAS | H | Direct Outside Air Unit | DOAS | Indoor | IND | Packaged | PKG | 4000 | CFM | H-DOAS-IND-PKG-4000 |  | HDOAS | 15
Direct Outside Air UnitIndoorPackaged8000 | SM | Air Handling Units | Air Handling Units | Direct Outside Air Unit | DOAS | DOAS | H | Direct Outside Air Unit | DOAS | Indoor | IND | Packaged | PKG | 8000 | CFM | H-DOAS-IND-PKG-8000 |  | HDOAS | 15
Direct Outside Air UnitOutdoorPackaged1000 | SM | Air Handling Units | Air Handling Units | Direct Outside Air Unit | DOAS | DOAS | H | Direct Outside Air Unit | DOAS | Outdoor | OUT | Packaged | PKG | 1000 | CFM | H-DOAS-OUT-PKG-1000 |  | HDOAS | 15
Direct Outside Air UnitOutdoorPackaged2000 | SM | Air Handling Units | Air Handling Units | Direct Outside Air Unit | DOAS | DOAS | H | Direct Outside Air Unit | DOAS | Outdoor | OUT | Packaged | PKG | 2000 | CFM | H-DOAS-OUT-PKG-2000 |  | HDOAS | 15
Direct Outside Air UnitOutdoorPackaged4000 | SM | Air Handling Units | Air Handling Units | Direct Outside Air Unit | DOAS | DOAS | H | Direct Outside Air Unit | DOAS | Outdoor | OUT | Packaged | PKG | 4000 | CFM | H-DOAS-OUT-PKG-4000 |  | HDOAS | 15
Direct Outside Air UnitOutdoorPackaged6000 | SM | Air Handling Units | Air Handling Units | Direct Outside Air Unit | DOAS | DOAS | H | Direct Outside Air Unit | DOAS | Outdoor | OUT | Packaged | PKG | 6000 | CFM | H-DOAS-OUT-PKG-6000 |  | HDOAS | 15
Direct Outside Air UnitOutdoorPackaged8000 | SM | Air Handling Units | Air Handling Units | Direct Outside Air Unit | DOAS | DOAS | H | Direct Outside Air Unit | DOAS | Outdoor | OUT | Packaged | PKG | 8000 | CFM | H-DOAS-OUT-PKG-8000 |  | HDOAS | 15
Domestic HW GeneratorHot WaterDomestic Water100 | PL | Domestic Water Plant | Domestic Water | Domestic HW Generator | DHWG | Other | P | Domestic HW Generator | GEN | Hot Water | HW | Domestic Water | DW | 100 | GAL | P-GEN-HW-DW-100 |  | PDWHSTMTNK | 15
Domestic HW GeneratorHot WaterDomestic Water250 | PL | Domestic Water Plant | Domestic Water | Domestic HW Generator | DHWG | Other | P | Domestic HW Generator | GEN | Hot Water | HW | Domestic Water | DW | 250 | GAL | P-GEN-HW-DW-250 |  | PDWHSTMTNK | 15
Domestic HW GeneratorHot WaterDomestic Water50 | PL | Domestic Water Plant | Domestic Water | Domestic HW Generator | DHWG | Other | P | Domestic HW Generator | GEN | Hot Water | HW | Domestic Water | DW | 50 | GAL | P-GEN-HW-DW-50 |  | PDWHSTMTNK | 15
Domestic HW GeneratorHot WaterDomestic Water500 | PL | Domestic Water Plant | Domestic Water | Domestic HW Generator | DHWG | Other | P | Domestic HW Generator | GEN | Hot Water | HW | Domestic Water | DW | 500 | GAL | P-GEN-HW-DW-500 |  | PDWHSTMTNK | 15
Domestic Water Booster PumpDuplexNo Receiver5 | PL | Domestic Water Plant | Domestic Water | Domestic Water Booster Pump | DWBP | DBP | P | Domestic Water Booster Pump | DBP | Duplex | DPX | No Receiver | NOR | 5 | HP | P-DBP-DPX-NOR-5 |  | PDBPDPXNOR | 15
Domestic Water Booster PumpDuplexReceiver10 | PL | Domestic Water Plant | Domestic Water | Domestic Water Booster Pump | DWBP | DBP | P | Domestic Water Booster Pump | DBP | Duplex | DPX | Receiver | RCV | 10 | HP | P-DBP-DPX-RCV-10 |  | PDBPDPXRCV | 15
Domestic Water Booster PumpDuplexReceiver5 | PL | Domestic Water Plant | Domestic Water | Domestic Water Booster Pump | DWBP | DBP | P | Domestic Water Booster Pump | DBP | Duplex | DPX | Receiver | RCV | 5 | HP | P-DBP-DPX-RCV-5 |  | PDBPDPXRCV | 15
Domestic Water Booster PumpTriplexNo Receiver10 | PL | Domestic Water Plant | Domestic Water | Domestic Water Booster Pump | DWBP | DBP | P | Domestic Water Booster Pump | DBP | Triplex | TPX | No Receiver | NOR | 10 | HP | P-DBP-TPX-NOR-10 |  | PDBPTPXNOR | 15
Domestic Water Booster PumpTriplexReceiver15 | PL | Domestic Water Plant | Domestic Water | Domestic Water Booster Pump | DWBP | DBP | P | Domestic Water Booster Pump | DBP | Triplex | TPX | Receiver | RCV | 15 | HP | P-DBP-TPX-RCV-15 |  | PDBPTPXRCV | 15
Domestic Water Booster PumpTriplexReceiver30 | PL | Domestic Water Plant | Domestic Water | Domestic Water Booster Pump | DWBP | DBP | P | Domestic Water Booster Pump | DBP | Triplex | TPX | Receiver | RCV | 30 | HP | P-DBP-TPX-RCV-30 |  | PDBPTPXRCV | 15
Domestic Water HeaterElectricHeat Pump100 | PL | Domestic Water Plant | Domestic Water | Domestic Water Heater | DWH | DWH | P | Domestic Water Heater | DWH | Electric | ELE | Heat Pump | HP | 100 | GAL | P-DWH-ELE-HP-100 |  | PDWHELEHP | 15
Domestic Water HeaterElectricHeat Pump1000 | PL | Domestic Water Plant | Domestic Water | Domestic Water Heater | DWH | DWH | P | Domestic Water Heater | DWH | Electric | ELE | Heat Pump | HP | 1000 | GAL | P-DWH-ELE-HP-1000 |  | PDWHELEHP | 15
Domestic Water HeaterElectricHeat Pump200 | PL | Domestic Water Plant | Domestic Water | Domestic Water Heater | DWH | DWH | P | Domestic Water Heater | DWH | Electric | ELE | Heat Pump | HP | 200 | GAL | P-DWH-ELE-HP-200 |  | PDWHELEHP | 15
Domestic Water HeaterElectricHeat Pump400 | PL | Domestic Water Plant | Domestic Water | Domestic Water Heater | DWH | DWH | P | Domestic Water Heater | DWH | Electric | ELE | Heat Pump | HP | 400 | GAL | P-DWH-ELE-HP-400 |  | PDWHELEHP | 15
Domestic Water HeaterElectricHeat Pump50 | PL | Domestic Water Plant | Domestic Water | Domestic Water Heater | DWH | DWH | P | Domestic Water Heater | DWH | Electric | ELE | Heat Pump | HP | 50 | GAL | P-DWH-ELE-HP-50 |  | PDWHELEHP | 15
Domestic Water HeaterElectricHeat Pump600 | PL | Domestic Water Plant | Domestic Water | Domestic Water Heater | DWH | DWH | P | Domestic Water Heater | DWH | Electric | ELE | Heat Pump | HP | 600 | GAL | P-DWH-ELE-HP-600 |  | PDWHELEHP | 15
Domestic Water HeaterElectricHeat Pump800 | PL | Domestic Water Plant | Domestic Water | Domestic Water Heater | DWH | DWH | P | Domestic Water Heater | DWH | Electric | ELE | Heat Pump | HP | 800 | GAL | P-DWH-ELE-HP-800 |  | PDWHELEHP | 15
Domestic Water HeaterElectricHorizontal Tank100 | PL | Domestic Water Plant | Domestic Water | Domestic Water Heater | DWH | DWH | P | Domestic Water Heater | DWH | Electric | ELE | Horizontal Tank | HOR | 100 | GAL | P-DWH-ELE-HOR-100 |  | PDWHELEHOR | 15
Domestic Water HeaterElectricHorizontal Tank1000 | PL | Domestic Water Plant | Domestic Water | Domestic Water Heater | DWH | DWH | P | Domestic Water Heater | DWH | Electric | ELE | Horizontal Tank | HOR | 1000 | GAL | P-DWH-ELE-HOR-1000 |  | PDWHELEHOR | 15
Domestic Water HeaterElectricHorizontal Tank1500 | PL | Domestic Water Plant | Domestic Water | Domestic Water Heater | DWH | DWH | P | Domestic Water Heater | DWH | Electric | ELE | Horizontal Tank | HOR | 1500 | GAL | P-DWH-ELE-HOR-1500 |  | PDWHELEHOR | 15
Domestic Water HeaterElectricHorizontal Tank200 | PL | Domestic Water Plant | Domestic Water | Domestic Water Heater | DWH | DWH | P | Domestic Water Heater | DWH | Electric | ELE | Horizontal Tank | HOR | 200 | GAL | P-DWH-ELE-HOR-200 |  | PDWHELEHOR | 15
Domestic Water HeaterElectricHorizontal Tank2000 | PL | Domestic Water Plant | Domestic Water | Domestic Water Heater | DWH | DWH | P | Domestic Water Heater | DWH | Electric | ELE | Horizontal Tank | HOR | 2000 | GAL | P-DWH-ELE-HOR-2000 |  | PDWHELEHOR | 15
Domestic Water HeaterElectricHorizontal Tank2500 | PL | Domestic Water Plant | Domestic Water | Domestic Water Heater | DWH | DWH | P | Domestic Water Heater | DWH | Electric | ELE | Horizontal Tank | HOR | 2500 | GAL | P-DWH-ELE-HOR-2500 |  | PDWHELEHOR | 15
Domestic Water HeaterElectricHorizontal Tank300 | PL | Domestic Water Plant | Domestic Water | Domestic Water Heater | DWH | DWH | P | Domestic Water Heater | DWH | Electric | ELE | Horizontal Tank | HOR | 300 | GAL | P-DWH-ELE-HOR-300 |  | PDWHELEHOR | 15
Domestic Water HeaterElectricHorizontal Tank3000 | PL | Domestic Water Plant | Domestic Water | Domestic Water Heater | DWH | DWH | P | Domestic Water Heater | DWH | Electric | ELE | Horizontal Tank | HOR | 3000 | GAL | P-DWH-ELE-HOR-3000 |  | PDWHELEHOR | 15
Domestic Water HeaterElectricHorizontal Tank400 | PL | Domestic Water Plant | Domestic Water | Domestic Water Heater | DWH | DWH | P | Domestic Water Heater | DWH | Electric | ELE | Horizontal Tank | HOR | 400 | GAL | P-DWH-ELE-HOR-400 |  | PDWHELEHOR | 15
Domestic Water HeaterElectricHorizontal Tank4000 | PL | Domestic Water Plant | Domestic Water | Domestic Water Heater | DWH | DWH | P | Domestic Water Heater | DWH | Electric | ELE | Horizontal Tank | HOR | 4000 | GAL | P-DWH-ELE-HOR-4000 |  | PDWHELEHOR | 15
Domestic Water HeaterElectricHorizontal Tank50 | PL | Domestic Water Plant | Domestic Water | Domestic Water Heater | DWH | DWH | P | Domestic Water Heater | DWH | Electric | ELE | Horizontal Tank | HOR | 50 | GAL | P-DWH-ELE-HOR-50 |  | PDWHELEHOR | 15
Domestic Water HeaterElectricHorizontal Tank600 | PL | Domestic Water Plant | Domestic Water | Domestic Water Heater | DWH | DWH | P | Domestic Water Heater | DWH | Electric | ELE | Horizontal Tank | HOR | 600 | GAL | P-DWH-ELE-HOR-600 |  | PDWHELEHOR | 15
Domestic Water HeaterElectricHorizontal Tank800 | PL | Domestic Water Plant | Domestic Water | Domestic Water Heater | DWH | DWH | P | Domestic Water Heater | DWH | Electric | ELE | Horizontal Tank | HOR | 800 | GAL | P-DWH-ELE-HOR-800 |  | PDWHELEHOR | 15
Domestic Water HeaterElectricInstantaneous100 | PL | Domestic Water Plant | Domestic Water | Domestic Water Heater | DWH | DWH | P | Domestic Water Heater | DWH | Electric | ELE | Instantaneous | INS | 100 | MBH | P-DWH-ELE-INS-100 |  | PDWHELEINS | 15
Domestic Water HeaterElectricInstantaneous1000 | PL | Domestic Water Plant | Domestic Water | Domestic Water Heater | DWH | DWH | P | Domestic Water Heater | DWH | Electric | ELE | Instantaneous | INS | 1000 | MBH | P-DWH-ELE-INS-1000 |  | PDWHELEINS | 15
Domestic Water HeaterElectricInstantaneous200 | PL | Domestic Water Plant | Domestic Water | Domestic Water Heater | DWH | DWH | P | Domestic Water Heater | DWH | Electric | ELE | Instantaneous | INS | 200 | MBH | P-DWH-ELE-INS-200 |  | PDWHELEINS | 15
Domestic Water HeaterElectricInstantaneous25 | PL | Domestic Water Plant | Domestic Water | Domestic Water Heater | DWH | DWH | P | Domestic Water Heater | DWH | Electric | ELE | Instantaneous | INS | 25 | MBH | P-DWH-ELE-INS-25 |  | PDWHELEINS | 15
Domestic Water HeaterElectricInstantaneous400 | PL | Domestic Water Plant | Domestic Water | Domestic Water Heater | DWH | DWH | P | Domestic Water Heater | DWH | Electric | ELE | Instantaneous | INS | 400 | MBH | P-DWH-ELE-INS-400 |  | PDWHELEINS | 15
Domestic Water HeaterElectricInstantaneous50 | PL | Domestic Water Plant | Domestic Water | Domestic Water Heater | DWH | DWH | P | Domestic Water Heater | DWH | Electric | ELE | Instantaneous | INS | 50 | MBH | P-DWH-ELE-INS-50 |  | PDWHELEINS | 15
Domestic Water HeaterElectricInstantaneous600 | PL | Domestic Water Plant | Domestic Water | Domestic Water Heater | DWH | DWH | P | Domestic Water Heater | DWH | Electric | ELE | Instantaneous | INS | 600 | MBH | P-DWH-ELE-INS-600 |  | PDWHELEINS | 15
Domestic Water HeaterElectricInstantaneous800 | PL | Domestic Water Plant | Domestic Water | Domestic Water Heater | DWH | DWH | P | Domestic Water Heater | DWH | Electric | ELE | Instantaneous | INS | 800 | MBH | P-DWH-ELE-INS-800 |  | PDWHELEINS | 15
Domestic Water HeaterElectricVertical Tank100 | PL | Domestic Water Plant | Domestic Water | Domestic Water Heater | DWH | DWH | P | Domestic Water Heater | DWH | Electric | ELE | Vertical Tank | VER | 100 | GAL | P-DWH-ELE-VER-100 |  | PDWHELEVER | 15
Domestic Water HeaterElectricVertical Tank1000 | PL | Domestic Water Plant | Domestic Water | Domestic Water Heater | DWH | DWH | P | Domestic Water Heater | DWH | Electric | ELE | Vertical Tank | VER | 1000 | GAL | P-DWH-ELE-VER-1000 |  | PDWHELEVER | 15
Domestic Water HeaterElectricVertical Tank1500 | PL | Domestic Water Plant | Domestic Water | Domestic Water Heater | DWH | DWH | P | Domestic Water Heater | DWH | Electric | ELE | Vertical Tank | VER | 1500 | GAL | P-DWH-ELE-VER-1500 |  | PDWHELEVER | 15
Domestic Water HeaterElectricVertical Tank200 | PL | Domestic Water Plant | Domestic Water | Domestic Water Heater | DWH | DWH | P | Domestic Water Heater | DWH | Electric | ELE | Vertical Tank | VER | 200 | GAL | P-DWH-ELE-VER-200 |  | PDWHELEVER | 15
Domestic Water HeaterElectricVertical Tank2000 | PL | Domestic Water Plant | Domestic Water | Domestic Water Heater | DWH | DWH | P | Domestic Water Heater | DWH | Electric | ELE | Vertical Tank | VER | 2000 | GAL | P-DWH-ELE-VER-2000 |  | PDWHELEVER | 15
Domestic Water HeaterElectricVertical Tank2500 | PL | Domestic Water Plant | Domestic Water | Domestic Water Heater | DWH | DWH | P | Domestic Water Heater | DWH | Electric | ELE | Vertical Tank | VER | 2500 | GAL | P-DWH-ELE-VER-2500 |  | PDWHELEVER | 15
Domestic Water HeaterElectricVertical Tank300 | PL | Domestic Water Plant | Domestic Water | Domestic Water Heater | DWH | DWH | P | Domestic Water Heater | DWH | Electric | ELE | Vertical Tank | VER | 300 | GAL | P-DWH-ELE-VER-300 |  | PDWHELEVER | 15
Domestic Water HeaterElectricVertical Tank3000 | PL | Domestic Water Plant | Domestic Water | Domestic Water Heater | DWH | DWH | P | Domestic Water Heater | DWH | Electric | ELE | Vertical Tank | VER | 3000 | GAL | P-DWH-ELE-VER-3000 |  | PDWHELEVER | 15
Domestic Water HeaterElectricVertical Tank400 | PL | Domestic Water Plant | Domestic Water | Domestic Water Heater | DWH | DWH | P | Domestic Water Heater | DWH | Electric | ELE | Vertical Tank | VER | 400 | GAL | P-DWH-ELE-VER-400 |  | PDWHELEVER | 15
Domestic Water HeaterElectricVertical Tank4000 | PL | Domestic Water Plant | Domestic Water | Domestic Water Heater | DWH | DWH | P | Domestic Water Heater | DWH | Electric | ELE | Vertical Tank | VER | 4000 | GAL | P-DWH-ELE-VER-4000 |  | PDWHELEVER | 15
Domestic Water HeaterElectricVertical Tank50 | PL | Domestic Water Plant | Domestic Water | Domestic Water Heater | DWH | DWH | P | Domestic Water Heater | DWH | Electric | ELE | Vertical Tank | VER | 50 | GAL | P-DWH-ELE-VER-50 |  | PDWHELEVER | 15
Domestic Water HeaterElectricVertical Tank600 | PL | Domestic Water Plant | Domestic Water | Domestic Water Heater | DWH | DWH | P | Domestic Water Heater | DWH | Electric | ELE | Vertical Tank | VER | 600 | GAL | P-DWH-ELE-VER-600 |  | PDWHELEVER | 15
Domestic Water HeaterElectricVertical Tank800 | PL | Domestic Water Plant | Domestic Water | Domestic Water Heater | DWH | DWH | P | Domestic Water Heater | DWH | Electric | ELE | Vertical Tank | VER | 800 | GAL | P-DWH-ELE-VER-800 |  | PDWHELEVER | 15
Domestic Water HeaterGas-FiredInstantaneous1000 | PL | Domestic Water Plant | Domestic Water | Domestic Water Heater | DWH | DWH | P | Domestic Water Heater | DWH | Gas-Fired | GAS | Instantaneous | INS | 1000 | MBH | P-DWH-GAS-INS-1000 |  | PDWHGASINS | 15
Domestic Water HeaterGas-FiredInstantaneous150 | PL | Domestic Water Plant | Domestic Water | Domestic Water Heater | DWH | DWH | P | Domestic Water Heater | DWH | Gas-Fired | GAS | Instantaneous | INS | 150 | MBH | P-DWH-GAS-INS-150 |  | PDWHGASINS | 15
Domestic Water HeaterGas-FiredInstantaneous200 | PL | Domestic Water Plant | Domestic Water | Domestic Water Heater | DWH | DWH | P | Domestic Water Heater | DWH | Gas-Fired | GAS | Instantaneous | INS | 200 | MBH | P-DWH-GAS-INS-200 |  | PDWHGASINS | 15
Domestic Water HeaterGas-FiredInstantaneous400 | PL | Domestic Water Plant | Domestic Water | Domestic Water Heater | DWH | DWH | P | Domestic Water Heater | DWH | Gas-Fired | GAS | Instantaneous | INS | 400 | MBH | P-DWH-GAS-INS-400 |  | PDWHGASINS | 15
Domestic Water HeaterGas-FiredInstantaneous600 | PL | Domestic Water Plant | Domestic Water | Domestic Water Heater | DWH | DWH | P | Domestic Water Heater | DWH | Gas-Fired | GAS | Instantaneous | INS | 600 | MBH | P-DWH-GAS-INS-600 |  | PDWHGASINS | 15
Domestic Water HeaterGas-FiredInstantaneous800 | PL | Domestic Water Plant | Domestic Water | Domestic Water Heater | DWH | DWH | P | Domestic Water Heater | DWH | Gas-Fired | GAS | Instantaneous | INS | 800 | MBH | P-DWH-GAS-INS-800 |  | PDWHGASINS | 15
Domestic Water HeaterGas-FiredTank120 | PL | Domestic Water Plant | Domestic Water | Domestic Water Heater | DWH | DWH | P | Domestic Water Heater | DWH | Gas-Fired | GAS | Tank | TNK | 120 | GAL | P-DWH-GAS-TNK-120 |  | PDWHGASTNK | 15
Domestic Water HeaterGas-FiredTank150 | PL | Domestic Water Plant | Domestic Water | Domestic Water Heater | DWH | DWH | P | Domestic Water Heater | DWH | Gas-Fired | GAS | Tank | TNK | 150 | GAL | P-DWH-GAS-TNK-150 |  | PDWHGASTNK | 15
Domestic Water HeaterGas-FiredTank200 | PL | Domestic Water Plant | Domestic Water | Domestic Water Heater | DWH | DWH | P | Domestic Water Heater | DWH | Gas-Fired | GAS | Tank | TNK | 200 | GAL | P-DWH-GAS-TNK-200 |  | PDWHGASTNK | 15
Domestic Water HeaterGas-FiredTank25 | PL | Domestic Water Plant | Domestic Water | Domestic Water Heater | DWH | DWH | P | Domestic Water Heater | DWH | Gas-Fired | GAS | Tank | TNK | 25 | GAL | P-DWH-GAS-TNK-25 |  | PDWHGASTNK | 15
Domestic Water HeaterGas-FiredTank250 | PL | Domestic Water Plant | Domestic Water | Domestic Water Heater | DWH | DWH | P | Domestic Water Heater | DWH | Gas-Fired | GAS | Tank | TNK | 250 | GAL | P-DWH-GAS-TNK-250 |  | PDWHGASTNK | 15
Domestic Water HeaterGas-FiredTank300 | PL | Domestic Water Plant | Domestic Water | Domestic Water Heater | DWH | DWH | P | Domestic Water Heater | DWH | Gas-Fired | GAS | Tank | TNK | 300 | GAL | P-DWH-GAS-TNK-300 |  | PDWHGASTNK | 15
Domestic Water HeaterGas-FiredTank400 | PL | Domestic Water Plant | Domestic Water | Domestic Water Heater | DWH | DWH | P | Domestic Water Heater | DWH | Gas-Fired | GAS | Tank | TNK | 400 | GAL | P-DWH-GAS-TNK-400 |  | PDWHGASTNK | 15
Domestic Water HeaterGas-FiredTank50 | PL | Domestic Water Plant | Domestic Water | Domestic Water Heater | DWH | DWH | P | Domestic Water Heater | DWH | Gas-Fired | GAS | Tank | TNK | 50 | GAL | P-DWH-GAS-TNK-50 |  | PDWHGASTNK | 15
Domestic Water HeaterGas-FiredTank500 | PL | Domestic Water Plant | Domestic Water | Domestic Water Heater | DWH | DWH | P | Domestic Water Heater | DWH | Gas-Fired | GAS | Tank | TNK | 500 | GAL | P-DWH-GAS-TNK-500 |  | PDWHGASTNK | 15
Domestic Water HeaterGas-FiredTank80 | PL | Domestic Water Plant | Domestic Water | Domestic Water Heater | DWH | DWH | P | Domestic Water Heater | DWH | Gas-Fired | GAS | Tank | TNK | 80 | GAL | P-DWH-GAS-TNK-80 |  | PDWHGASTNK | 15
Domestic Water HeaterSteamInstantaneous1000 | PL | Domestic Water Plant | Domestic Water | Domestic Water Heater | DWH | DWH | P | Domestic Water Heater | DWH | Steam | STM | Instantaneous | INS | 1000 | MBH | P-DWH-STM-INS-1000 |  | PDWHSTMINS | 20
Domestic Water HeaterSteamInstantaneous150 | PL | Domestic Water Plant | Domestic Water | Domestic Water Heater | DWH | DWH | P | Domestic Water Heater | DWH | Steam | STM | Instantaneous | INS | 150 | MBH | P-DWH-STM-INS-150 |  | PDWHSTMINS | 20
Domestic Water HeaterSteamInstantaneous200 | PL | Domestic Water Plant | Domestic Water | Domestic Water Heater | DWH | DWH | P | Domestic Water Heater | DWH | Steam | STM | Instantaneous | INS | 200 | MBH | P-DWH-STM-INS-200 |  | PDWHSTMINS | 20
Domestic Water HeaterSteamInstantaneous400 | PL | Domestic Water Plant | Domestic Water | Domestic Water Heater | DWH | DWH | P | Domestic Water Heater | DWH | Steam | STM | Instantaneous | INS | 400 | MBH | P-DWH-STM-INS-400 |  | PDWHSTMINS | 20
Domestic Water HeaterSteamInstantaneous600 | PL | Domestic Water Plant | Domestic Water | Domestic Water Heater | DWH | DWH | P | Domestic Water Heater | DWH | Steam | STM | Instantaneous | INS | 600 | MBH | P-DWH-STM-INS-600 |  | PDWHSTMINS | 20
Domestic Water HeaterSteamInstantaneous800 | PL | Domestic Water Plant | Domestic Water | Domestic Water Heater | DWH | DWH | P | Domestic Water Heater | DWH | Steam | STM | Instantaneous | INS | 800 | MBH | P-DWH-STM-INS-800 |  | PDWHSTMINS | 20
Domestic Water HeaterSteamTank100 | PL | Domestic Water Plant | Domestic Water | Domestic Water Heater | DWH | DWH | P | Domestic Water Heater | DWH | Steam | STM | Tank | TNK | 100 | GAL | P-DWH-STM-TNK-100 |  | PDWHSTMTNK | 20
Domestic Water HeaterSteamTank1000 | PL | Domestic Water Plant | Domestic Water | Domestic Water Heater | DWH | DWH | P | Domestic Water Heater | DWH | Steam | STM | Tank | TNK | 1000 | GAL | P-DWH-STM-TNK-1000 |  | PDWHSTMTNK | 20
Domestic Water HeaterSteamTank1500 | PL | Domestic Water Plant | Domestic Water | Domestic Water Heater | DWH | DWH | P | Domestic Water Heater | DWH | Steam | STM | Tank | TNK | 1500 | GAL | P-DWH-STM-TNK-1500 |  | PDWHSTMTNK | 20
Domestic Water HeaterSteamTank200 | PL | Domestic Water Plant | Domestic Water | Domestic Water Heater | DWH | DWH | P | Domestic Water Heater | DWH | Steam | STM | Tank | TNK | 200 | GAL | P-DWH-STM-TNK-200 |  | PDWHSTMTNK | 20
Domestic Water HeaterSteamTank2000 | PL | Domestic Water Plant | Domestic Water | Domestic Water Heater | DWH | DWH | P | Domestic Water Heater | DWH | Steam | STM | Tank | TNK | 2000 | GAL | P-DWH-STM-TNK-2000 |  | PDWHSTMTNK | 20
Domestic Water HeaterSteamTank2500 | PL | Domestic Water Plant | Domestic Water | Domestic Water Heater | DWH | DWH | P | Domestic Water Heater | DWH | Steam | STM | Tank | TNK | 2500 | GAL | P-DWH-STM-TNK-2500 |  | PDWHSTMTNK | 20
Domestic Water HeaterSteamTank300 | PL | Domestic Water Plant | Domestic Water | Domestic Water Heater | DWH | DWH | P | Domestic Water Heater | DWH | Steam | STM | Tank | TNK | 300 | GAL | P-DWH-STM-TNK-300 |  | PDWHSTMTNK | 20
Domestic Water HeaterSteamTank3000 | PL | Domestic Water Plant | Domestic Water | Domestic Water Heater | DWH | DWH | P | Domestic Water Heater | DWH | Steam | STM | Tank | TNK | 3000 | GAL | P-DWH-STM-TNK-3000 |  | PDWHSTMTNK | 20
Domestic Water HeaterSteamTank400 | PL | Domestic Water Plant | Domestic Water | Domestic Water Heater | DWH | DWH | P | Domestic Water Heater | DWH | Steam | STM | Tank | TNK | 400 | GAL | P-DWH-STM-TNK-400 |  | PDWHSTMTNK | 20
Domestic Water HeaterSteamTank4000 | PL | Domestic Water Plant | Domestic Water | Domestic Water Heater | DWH | DWH | P | Domestic Water Heater | DWH | Steam | STM | Tank | TNK | 4000 | GAL | P-DWH-STM-TNK-4000 |  | PDWHSTMTNK | 20
Domestic Water HeaterSteamTank600 | PL | Domestic Water Plant | Domestic Water | Domestic Water Heater | DWH | DWH | P | Domestic Water Heater | DWH | Steam | STM | Tank | TNK | 600 | GAL | P-DWH-STM-TNK-600 |  | PDWHSTMTNK | 20
Domestic Water HeaterSteamTank800 | PL | Domestic Water Plant | Domestic Water | Domestic Water Heater | DWH | DWH | P | Domestic Water Heater | DWH | Steam | STM | Tank | TNK | 800 | GAL | P-DWH-STM-TNK-800 |  | PDWHSTMTNK | 20
Ductless Split SystemDirect ExpansionElectric Heat1 | SM | Air Handling System Terminal Equipment | Terminal Equipment | Ductless Split System | CU | FCU | H | Ductless Split System | SS | Direct Expansion | DX | Electric Heat | ELE | 1 | TONS | H-SS-DX-ELE-1 |  | HSSDX | 15
Ductless Split SystemDirect ExpansionElectric Heat3 | SM | Air Handling System Terminal Equipment | Terminal Equipment | Ductless Split System | CU | FCU | H | Ductless Split System | SS | Direct Expansion | DX | Electric Heat | ELE | 3 | TONS | H-SS-DX-ELE-3 |  | HSSDX | 15
Ductless Split SystemDirect ExpansionNo Electric Heat1 | SM | Air Handling System Terminal Equipment | Terminal Equipment | Ductless Split System | CU | FCU | H | Ductless Split System | SS | Direct Expansion | DX | No Electric Heat | nan | 1 | TONS | H-SS-DX--1 |  | HSSDX | 15
Ductless Split SystemDirect ExpansionNo Electric Heat3 | SM | Air Handling System Terminal Equipment | Terminal Equipment | Ductless Split System | CU | FCU | H | Ductless Split System | SS | Direct Expansion | DX | No Electric Heat | nan | 3 | TONS | H-SS-DX--3 |  | HSSDX | 15
Energy Recovery VentilatorIndoorPackaged10000 | SM | Air Handling Units | Air Handling Units | Energy Recovery Ventilator | ERV | ERV | H | Energy Recovery Ventilator | ERV | Indoor | IND | Packaged | PKG | 10000 | CFM | H-ERV-IND-PKG-10000 |  | HERVINDPKG | 15
Energy Recovery VentilatorIndoorPackaged20000 | SM | Air Handling Units | Air Handling Units | Energy Recovery Ventilator | ERV | ERV | H | Energy Recovery Ventilator | ERV | Indoor | IND | Packaged | PKG | 20000 | CFM | H-ERV-IND-PKG-20000 |  | HERVINDPKG | 15
Energy Recovery VentilatorIndoorPackaged40000 | SM | Air Handling Units | Air Handling Units | Energy Recovery Ventilator | ERV | ERV | H | Energy Recovery Ventilator | ERV | Indoor | IND | Packaged | PKG | 40000 | CFM | H-ERV-IND-PKG-40000 |  | HERVINDPKG | 15
Energy Recovery VentilatorIndoorPackaged5000 | SM | Air Handling Units | Air Handling Units | Energy Recovery Ventilator | ERV | ERV | H | Energy Recovery Ventilator | ERV | Indoor | IND | Packaged | PKG | 5000 | CFM | H-ERV-IND-PKG-5000 |  | HERVINDPKG | 15
Energy Recovery VentilatorOutdoorPackaged10000 | SM | Air Handling Units | Air Handling Units | Energy Recovery Ventilator | ERV | ERV | H | Energy Recovery Ventilator | ERV | Outdoor | OUT | Packaged | PKG | 10000 | CFM | H-ERV-OUT-PKG-10000 |  | HERVOUTPKG | 15
Energy Recovery VentilatorOutdoorPackaged20000 | SM | Air Handling Units | Air Handling Units | Energy Recovery Ventilator | ERV | ERV | H | Energy Recovery Ventilator | ERV | Outdoor | OUT | Packaged | PKG | 20000 | CFM | H-ERV-OUT-PKG-20000 |  | HERVOUTPKG | 15
Energy Recovery VentilatorOutdoorPackaged40000 | SM | Air Handling Units | Air Handling Units | Energy Recovery Ventilator | ERV | ERV | H | Energy Recovery Ventilator | ERV | Outdoor | OUT | Packaged | PKG | 40000 | CFM | H-ERV-OUT-PKG-40000 |  | HERVOUTPKG | 15
Energy Recovery VentilatorOutdoorPackaged5000 | SM | Air Handling Units | Air Handling Units | Energy Recovery Ventilator | ERV | ERV | H | Energy Recovery Ventilator | ERV | Outdoor | OUT | Packaged | PKG | 5000 | CFM | H-ERV-OUT-PKG-5000 |  | HERVOUTPKG | 15
EvaporatorDirect ExpansionAll1 | REF | Refrigeration Equipment | Refrigeration | Evaporator | nan | nan | R | Evaporator | EVP | Direct Expansion | DX | All | nan | 1 | TONS | R-EVP-DX--1 |  | REVPDX | 20
EvaporatorDirect ExpansionAll2 | REF | Refrigeration Equipment | Refrigeration | Evaporator | nan | nan | R | Evaporator | EVP | Direct Expansion | DX | All | nan | 2 | TONS | R-EVP-DX--2 |  | REVPDX | 20
EvaporatorDirect ExpansionAll3 | REF | Refrigeration Equipment | Refrigeration | Evaporator | nan | nan | R | Evaporator | EVP | Direct Expansion | DX | All | nan | 3 | TONS | R-EVP-DX--3 |  | REVPDX | 20
EvaporatorDirect ExpansionAll4 | REF | Refrigeration Equipment | Refrigeration | Evaporator | nan | nan | R | Evaporator | EVP | Direct Expansion | DX | All | nan | 4 | TONS | R-EVP-DX--4 |  | REVPDX | 20
EvaporatorDirect ExpansionAll6 | REF | Refrigeration Equipment | Refrigeration | Evaporator | nan | nan | R | Evaporator | EVP | Direct Expansion | DX | All | nan | 6 | TONS | R-EVP-DX--6 |  | REVPDX | 20
Expansion TankAllFlanged10 | PL | Domestic Water Plant | Domestic Water | Expansion Tank | ET | ET | P | Expansion Tank | ET | All | nan | Flanged | FLG | 10 | GAL | P-ET--FLG-10 |  | PDWET | 20
Expansion TankAllFlanged25 | PL | Domestic Water Plant | Domestic Water | Expansion Tank | ET | ET | P | Expansion Tank | ET | All | nan | Flanged | FLG | 25 | GAL | P-ET--FLG-25 |  | PDWET | 20
Expansion TankAllFlanged5 | PL | Domestic Water Plant | Domestic Water | Expansion Tank | ET | ET | P | Expansion Tank | ET | All | nan | Flanged | FLG | 5 | GAL | P-ET--FLG-5 |  | PDWET | 20
Expansion TankAllFlanged50 | PL | Domestic Water Plant | Domestic Water | Expansion Tank | ET | ET | P | Expansion Tank | ET | All | nan | Flanged | FLG | 50 | GAL | P-ET--FLG-50 |  | PDWET | 20
Expansion TankAllThreaded2 | PL | Domestic Water Plant | Domestic Water | Expansion Tank | ET | ET | P | Expansion Tank | ET | All | nan | Threaded | THD | 2 | GAL | P-ET--THD-2 |  | PDWET | 20
Expansion TankBladderFloor Mounted100 | PF | Chiller Plant, Cooling Tower Plant, Hot Water Boiler Plant | Chilled, Condenser, Heating Water | Expansion Tank | ET | ET | H | Expansion Tank | ET | Bladder | BLD | Floor Mounted | FLR | 100 | GAL | H-ET-BLD-FLR-100 |  | HETBLDFLR | 20
Expansion TankBladderFloor Mounted150 | PF | Chiller Plant, Cooling Tower Plant, Hot Water Boiler Plant | Chilled, Condenser, Heating Water | Expansion Tank | ET | ET | H | Expansion Tank | ET | Bladder | BLD | Floor Mounted | FLR | 150 | GAL | H-ET-BLD-FLR-150 |  | HETBLDFLR | 20
Expansion TankBladderFloor Mounted20 | PF | Chiller Plant, Cooling Tower Plant, Hot Water Boiler Plant | Chilled, Condenser, Heating Water | Expansion Tank | ET | ET | H | Expansion Tank | ET | Bladder | BLD | Floor Mounted | FLR | 20 | GAL | H-ET-BLD-FLR-20 |  | HETBLDFLR | 20
Expansion TankBladderFloor Mounted200 | PF | Chiller Plant, Cooling Tower Plant, Hot Water Boiler Plant | Chilled, Condenser, Heating Water | Expansion Tank | ET | ET | H | Expansion Tank | ET | Bladder | BLD | Floor Mounted | FLR | 200 | GAL | H-ET-BLD-FLR-200 |  | HETBLDFLR | 20
Expansion TankBladderFloor Mounted300 | PF | Chiller Plant, Cooling Tower Plant, Hot Water Boiler Plant | Chilled, Condenser, Heating Water | Expansion Tank | ET | ET | H | Expansion Tank | ET | Bladder | BLD | Floor Mounted | FLR | 300 | GAL | H-ET-BLD-FLR-300 |  | HETBLDFLR | 20
Expansion TankBladderFloor Mounted400 | PF | Chiller Plant, Cooling Tower Plant, Hot Water Boiler Plant | Chilled, Condenser, Heating Water | Expansion Tank | ET | ET | H | Expansion Tank | ET | Bladder | BLD | Floor Mounted | FLR | 400 | GAL | H-ET-BLD-FLR-400 |  | HETBLDFLR | 20
Expansion TankBladderFloor Mounted50 | PF | Chiller Plant, Cooling Tower Plant, Hot Water Boiler Plant | Chilled, Condenser, Heating Water | Expansion Tank | ET | ET | H | Expansion Tank | ET | Bladder | BLD | Floor Mounted | FLR | 50 | GAL | H-ET-BLD-FLR-50 |  | HETBLDFLR | 20
Expansion TankBladderFloor Mounted500 | PF | Chiller Plant, Cooling Tower Plant, Hot Water Boiler Plant | Chilled, Condenser, Heating Water | Expansion Tank | ET | ET | H | Expansion Tank | ET | Bladder | BLD | Floor Mounted | FLR | 500 | GAL | H-ET-BLD-FLR-500 |  | HETBLDFLR | 20
Expansion TankBladderFloor Mounted600 | PF | Chiller Plant, Cooling Tower Plant, Hot Water Boiler Plant | Chilled, Condenser, Heating Water | Expansion Tank | ET | ET | H | Expansion Tank | ET | Bladder | BLD | Floor Mounted | FLR | 600 | GAL | H-ET-BLD-FLR-600 |  | HETBLDFLR | 20
Expansion TankBladderIn-Line10 | PF | Chiller Plant, Cooling Tower Plant, Hot Water Boiler Plant | Chilled, Condenser, Heating Water | Expansion Tank | ET | ET | H | Expansion Tank | ET | Bladder | BLD | In-Line | INL | 10 | GAL | H-ET-BLD-INL-10 |  | HETBLDINL | 20
Expansion TankBladderIn-Line20 | PF | Chiller Plant, Cooling Tower Plant, Hot Water Boiler Plant | Chilled, Condenser, Heating Water | Expansion Tank | ET | ET | H | Expansion Tank | ET | Bladder | BLD | In-Line | INL | 20 | GAL | H-ET-BLD-INL-20 |  | HETBLDINL | 20
Expansion TankBladderIn-Line50 | PF | Chiller Plant, Cooling Tower Plant, Hot Water Boiler Plant | Chilled, Condenser, Heating Water | Expansion Tank | ET | ET | H | Expansion Tank | ET | Bladder | BLD | In-Line | INL | 50 | GAL | H-ET-BLD-INL-50 |  | HETBLDINL | 20
Expansion TankWithout BladderFloor Mounted100 | PF | Chiller Plant, Cooling Tower Plant, Hot Water Boiler Plant | Chilled, Condenser, Heating Water | Expansion Tank | ET | ET | H | Expansion Tank | ET | Without Bladder | NOB | Floor Mounted | FLR | 100 | GAL | H-ET-NOB-FLR-100 |  | HETNOBFLR | 20
Expansion TankWithout BladderFloor Mounted150 | PF | Chiller Plant, Cooling Tower Plant, Hot Water Boiler Plant | Chilled, Condenser, Heating Water | Expansion Tank | ET | ET | H | Expansion Tank | ET | Without Bladder | NOB | Floor Mounted | FLR | 150 | GAL | H-ET-NOB-FLR-150 |  | HETNOBFLR | 20
Expansion TankWithout BladderFloor Mounted200 | PF | Chiller Plant, Cooling Tower Plant, Hot Water Boiler Plant | Chilled, Condenser, Heating Water | Expansion Tank | ET | ET | H | Expansion Tank | ET | Without Bladder | NOB | Floor Mounted | FLR | 200 | GAL | H-ET-NOB-FLR-200 |  | HETNOBFLR | 20
Expansion TankWithout BladderFloor Mounted50 | PF | Chiller Plant, Cooling Tower Plant, Hot Water Boiler Plant | Chilled, Condenser, Heating Water | Expansion Tank | ET | ET | H | Expansion Tank | ET | Without Bladder | NOB | Floor Mounted | FLR | 50 | GAL | H-ET-NOB-FLR-50 |  | HETNOBFLR | 20
Expansion TankWithout BladderIn-Line20 | PF | Chiller Plant, Cooling Tower Plant, Hot Water Boiler Plant | Chilled, Condenser, Heating Water | Expansion Tank | ET | ET | H | Expansion Tank | ET | Without Bladder | NOB | In-Line | INL | 20 | GAL | H-ET-NOB-INL-20 |  | HETNOBINL | 20
Expansion TankWithout BladderIn-Line50 | PF | Chiller Plant, Cooling Tower Plant, Hot Water Boiler Plant | Chilled, Condenser, Heating Water | Expansion Tank | ET | ET | H | Expansion Tank | ET | Without Bladder | NOB | In-Line | INL | 50 | GAL | H-ET-NOB-INL-50 |  | HETNOBINL | 20
Fan Coil Unit - Refrig.Direct ExpansionCeiling Mounted1000 | REF | Refrigeration Equipment | Refrigeration | Fan Coil Unit | FCU | FCU | R | Fan Coil Unit - Refrig. | FCU | Direct Expansion | DX | Ceiling Mounted | CLG | 1000 | CFM | R-FCU-DX-CLG-1000 |  | RFCUDXCLG | 20
Fan Coil Unit - Refrig.Direct ExpansionCeiling Mounted1250 | REF | Refrigeration Equipment | Refrigeration | Fan Coil Unit | FCU | FCU | R | Fan Coil Unit - Refrig. | FCU | Direct Expansion | DX | Ceiling Mounted | CLG | 1250 | CFM | R-FCU-DX-CLG-1250 |  | RFCUDXCLG | 20
Fan Coil Unit - Refrig.Direct ExpansionCeiling Mounted1500 | REF | Refrigeration Equipment | Refrigeration | Fan Coil Unit | FCU | FCU | R | Fan Coil Unit - Refrig. | FCU | Direct Expansion | DX | Ceiling Mounted | CLG | 1500 | CFM | R-FCU-DX-CLG-1500 |  | RFCUDXCLG | 20
Fan Coil Unit - Refrig.Direct ExpansionCeiling Mounted1500 | REF | Refrigeration Equipment | Refrigeration | Fan Coil Unit | FCU | FCU | R | Fan Coil Unit - Refrig. | FCU | Direct Expansion | DX | Ceiling Mounted | CLG | 1500 | CFM | R-FCU-DX-CLG-1500 |  | RFCUDXCLG | 20
Fan Coil Unit - Refrig.Direct ExpansionCeiling Mounted200 | REF | Refrigeration Equipment | Refrigeration | Fan Coil Unit | FCU | FCU | R | Fan Coil Unit - Refrig. | FCU | Direct Expansion | DX | Ceiling Mounted | CLG | 200 | CFM | R-FCU-DX-CLG-200 |  | RFCUDXCLG | 20
Fan Coil Unit - Refrig.Direct ExpansionCeiling Mounted400 | REF | Refrigeration Equipment | Refrigeration | Fan Coil Unit | FCU | FCU | R | Fan Coil Unit - Refrig. | FCU | Direct Expansion | DX | Ceiling Mounted | CLG | 400 | CFM | R-FCU-DX-CLG-400 |  | RFCUDXCLG | 20
Fan Coil Unit - Refrig.Direct ExpansionCeiling Mounted600 | REF | Refrigeration Equipment | Refrigeration | Fan Coil Unit | FCU | FCU | R | Fan Coil Unit - Refrig. | FCU | Direct Expansion | DX | Ceiling Mounted | CLG | 600 | CFM | R-FCU-DX-CLG-600 |  | RFCUDXCLG | 20
Fan Coil Unit - Refrig.Direct ExpansionCeiling Mounted800 | REF | Refrigeration Equipment | Refrigeration | Fan Coil Unit | FCU | FCU | R | Fan Coil Unit - Refrig. | FCU | Direct Expansion | DX | Ceiling Mounted | CLG | 800 | CFM | R-FCU-DX-CLG-800 |  | RFCUDXCLG | 20
Fan Coil Unit - Refrig.Direct ExpansionWall Mounted1000 | REF | Refrigeration Equipment | Refrigeration | Fan Coil Unit | FCU | FCU | R | Fan Coil Unit - Refrig. | FCU | Direct Expansion | DX | Wall Mounted | WAL | 1000 | CFM | R-FCU-DX-WAL-1000 |  | RFCUDXCLG | 20
Fan Coil Unit - Refrig.Direct ExpansionWall Mounted1250 | REF | Refrigeration Equipment | Refrigeration | Fan Coil Unit | FCU | FCU | R | Fan Coil Unit - Refrig. | FCU | Direct Expansion | DX | Wall Mounted | WAL | 1250 | CFM | R-FCU-DX-WAL-1250 |  | RFCUDXCLG | 20
Fan Coil Unit - Refrig.Direct ExpansionWall Mounted1500 | REF | Refrigeration Equipment | Refrigeration | Fan Coil Unit | FCU | FCU | R | Fan Coil Unit - Refrig. | FCU | Direct Expansion | DX | Wall Mounted | WAL | 1500 | CFM | R-FCU-DX-WAL-1500 |  | RFCUDXCLG | 20
Fan Coil Unit - Refrig.Direct ExpansionWall Mounted200 | REF | Refrigeration Equipment | Refrigeration | Fan Coil Unit | FCU | FCU | R | Fan Coil Unit - Refrig. | FCU | Direct Expansion | DX | Wall Mounted | WAL | 200 | CFM | R-FCU-DX-WAL-200 |  | RFCUDXCLG | 20
Fan Coil Unit - Refrig.Direct ExpansionWall Mounted2000 | REF | Refrigeration Equipment | Refrigeration | Fan Coil Unit | FCU | FCU | R | Fan Coil Unit - Refrig. | FCU | Direct Expansion | DX | Wall Mounted | WAL | 2000 | CFM | R-FCU-DX-WAL-2000 |  | RFCUDXCLG | 20
Fan Coil Unit - Refrig.Direct ExpansionWall Mounted400 | REF | Refrigeration Equipment | Refrigeration | Fan Coil Unit | FCU | FCU | R | Fan Coil Unit - Refrig. | FCU | Direct Expansion | DX | Wall Mounted | WAL | 400 | CFM | R-FCU-DX-WAL-400 |  | RFCUDXCLG | 20
Fan Coil Unit - Refrig.Direct ExpansionWall Mounted600 | REF | Refrigeration Equipment | Refrigeration | Fan Coil Unit | FCU | FCU | R | Fan Coil Unit - Refrig. | FCU | Direct Expansion | DX | Wall Mounted | WAL | 600 | CFM | R-FCU-DX-WAL-600 |  | RFCUDXCLG | 20
Fan Coil Unit - Refrig.Direct ExpansionWall Mounted800 | REF | Refrigeration Equipment | Refrigeration | Fan Coil Unit | FCU | FCU | R | Fan Coil Unit - Refrig. | FCU | Direct Expansion | DX | Wall Mounted | WAL | 800 | CFM | R-FCU-DX-WAL-800 |  | RFCUDXCLG | 20
Fan Coil UnitDirect ExpansionCeiling Mounted1000 | SM | Air Handling System Terminal Equipment | Terminal Equipment | Fan Coil Unit | FCU | FCU | H | Fan Coil Unit | FCU | Direct Expansion | DX | Ceiling Mounted | CLG | 1000 | CFM | H-FCU-DX-CLG-1000 |  | HFCUDXCLG | 15
Fan Coil UnitDirect ExpansionCeiling Mounted2000 | SM | Air Handling System Terminal Equipment | Terminal Equipment | Fan Coil Unit | FCU | FCU | H | Fan Coil Unit | FCU | Direct Expansion | DX | Ceiling Mounted | CLG | 2000 | CFM | H-FCU-DX-CLG-2000 |  | HFCUDXCLG | 15
Fan Coil UnitDirect ExpansionFloor Mounted1000 | SM | Air Handling System Terminal Equipment | Terminal Equipment | Fan Coil Unit | FCU | FCU | H | Fan Coil Unit | FCU | Direct Expansion | DX | Floor Mounted | FLR | 1000 | CFM | H-FCU-DX-FLR-1000 |  | HFCUDXFLR | 15
Fan Coil UnitDirect ExpansionFloor Mounted2000 | SM | Air Handling System Terminal Equipment | Terminal Equipment | Fan Coil Unit | FCU | FCU | H | Fan Coil Unit | FCU | Direct Expansion | DX | Floor Mounted | FLR | 2000 | CFM | H-FCU-DX-FLR-2000 |  | HFCUDXFLR | 15
Fan Coil UnitHot WaterHorizontal1000 | SM | Air Handling System Terminal Equipment | Terminal Equipment | Fan Coil Unit | FCU | FCU | H | Fan Coil Unit | FCU | Hot Water | HW | Horizontal | HOR | 1000 | CFM | H-FCU-HW-HOR-1000 |  | HFCUHWHOR | 15
Fan Coil UnitHot WaterHorizontal2000 | SM | Air Handling System Terminal Equipment | Terminal Equipment | Fan Coil Unit | FCU | FCU | H | Fan Coil Unit | FCU | Hot Water | HW | Horizontal | HOR | 2000 | CFM | H-FCU-HW-HOR-2000 |  | HFCUHWHOR | 15
Fan Coil UnitHot WaterVertical1000 | SM | Air Handling System Terminal Equipment | Terminal Equipment | Fan Coil Unit | FCU | FCU | H | Fan Coil Unit | FCU | Hot Water | HW | Vertical | VER | 1000 | CFM | H-FCU-HW-VER-1000 |  | HFCUHWVER | 15
Fan Coil UnitHot WaterVertical2000 | SM | Air Handling System Terminal Equipment | Terminal Equipment | Fan Coil Unit | FCU | FCU | H | Fan Coil Unit | FCU | Hot Water | HW | Vertical | VER | 2000 | CFM | H-FCU-HW-VER-2000 |  | HFCUHWVER | 15
Fan Powered BoxElectricAll1000 | SM | SM Accessories | Terminal Equipment | Fan Powered Box | FPB | FPB | H | Fan Powered Box | FPB | Electric | ELE | All | nan | 1000 | CFM | H-FPB-ELE--1000 |  | HFPB | 20
Fan Powered BoxElectricAll1200 | SM | SM Accessories | Terminal Equipment | Fan Powered Box | FPB | FPB | H | Fan Powered Box | FPB | Electric | ELE | All | nan | 1200 | CFM | H-FPB-ELE--1200 |  | HFPB | 20
Fan Powered BoxElectricAll1500 | SM | SM Accessories | Terminal Equipment | Fan Powered Box | FPB | FPB | H | Fan Powered Box | FPB | Electric | ELE | All | nan | 1500 | CFM | H-FPB-ELE--1500 |  | HFPB | 20
Fan Powered BoxElectricAll200 | SM | SM Accessories | Terminal Equipment | Fan Powered Box | FPB | FPB | H | Fan Powered Box | FPB | Electric | ELE | All | nan | 200 | CFM | H-FPB-ELE--200 |  | HFPB | 20
Fan Powered BoxElectricAll2000 | SM | SM Accessories | Terminal Equipment | Fan Powered Box | FPB | FPB | H | Fan Powered Box | FPB | Electric | ELE | All | nan | 2000 | CFM | H-FPB-ELE--2000 |  | HFPB | 20
Fan Powered BoxElectricAll2400 | SM | SM Accessories | Terminal Equipment | Fan Powered Box | FPB | FPB | H | Fan Powered Box | FPB | Electric | ELE | All | nan | 2400 | CFM | H-FPB-ELE--2400 |  | HFPB | 20
Fan Powered BoxElectricAll400 | SM | SM Accessories | Terminal Equipment | Fan Powered Box | FPB | FPB | H | Fan Powered Box | FPB | Electric | ELE | All | nan | 400 | CFM | H-FPB-ELE--400 |  | HFPB | 20
Fan Powered BoxElectricAll600 | SM | SM Accessories | Terminal Equipment | Fan Powered Box | FPB | FPB | H | Fan Powered Box | FPB | Electric | ELE | All | nan | 600 | CFM | H-FPB-ELE--600 |  | HFPB | 20
Fan Powered BoxElectricAll800 | SM | SM Accessories | Terminal Equipment | Fan Powered Box | FPB | FPB | H | Fan Powered Box | FPB | Electric | ELE | All | nan | 800 | CFM | H-FPB-ELE--800 |  | HFPB | 20
Fan Powered BoxHot WaterAll1000 | SM | SM Accessories | Terminal Equipment | Fan Powered Box | FPB | FPB | H | Fan Powered Box | FPB | Hot Water | HW | All | nan | 1000 | CFM | H-FPB-HW--1000 |  | HFPB | 20
Fan Powered BoxHot WaterAll1200 | SM | SM Accessories | Terminal Equipment | Fan Powered Box | FPB | FPB | H | Fan Powered Box | FPB | Hot Water | HW | All | nan | 1200 | CFM | H-FPB-HW--1200 |  | HFPB | 20
Fan Powered BoxHot WaterAll1500 | SM | SM Accessories | Terminal Equipment | Fan Powered Box | FPB | FPB | H | Fan Powered Box | FPB | Hot Water | HW | All | nan | 1500 | CFM | H-FPB-HW--1500 |  | HFPB | 20
Fan Powered BoxHot WaterAll200 | SM | SM Accessories | Terminal Equipment | Fan Powered Box | FPB | FPB | H | Fan Powered Box | FPB | Hot Water | HW | All | nan | 200 | CFM | H-FPB-HW--200 |  | HFPB | 20
Fan Powered BoxHot WaterAll2000 | SM | SM Accessories | Terminal Equipment | Fan Powered Box | FPB | FPB | H | Fan Powered Box | FPB | Hot Water | HW | All | nan | 2000 | CFM | H-FPB-HW--2000 |  | HFPB | 20
Fan Powered BoxHot WaterAll2400 | SM | SM Accessories | Terminal Equipment | Fan Powered Box | FPB | FPB | H | Fan Powered Box | FPB | Hot Water | HW | All | nan | 2400 | CFM | H-FPB-HW--2400 |  | HFPB | 20
Fan Powered BoxHot WaterAll400 | SM | SM Accessories | Terminal Equipment | Fan Powered Box | FPB | FPB | H | Fan Powered Box | FPB | Hot Water | HW | All | nan | 400 | CFM | H-FPB-HW--400 |  | HFPB | 20
Fan Powered BoxHot WaterAll600 | SM | SM Accessories | Terminal Equipment | Fan Powered Box | FPB | FPB | H | Fan Powered Box | FPB | Hot Water | HW | All | nan | 600 | CFM | H-FPB-HW--600 |  | HFPB | 20
Fan Powered BoxHot WaterAll800 | SM | SM Accessories | Terminal Equipment | Fan Powered Box | FPB | FPB | H | Fan Powered Box | FPB | Hot Water | HW | All | nan | 800 | CFM | H-FPB-HW--800 |  | HFPB | 20
FanDestratificationPropeller1000 | SM | SM Equipment | Fans | Destratification Fan | DSTF | DSTF | H | Fan | FAN | Destratification | DSTR | Propeller | PRP | 1000 | CFM | H-FAN-DSTR-PRP-1000 |  | HFANDSTF | 15
FanDestratificationPropeller2000 | SM | SM Equipment | Fans | Destratification Fan | DSTF | DSTF | H | Fan | FAN | Destratification | DSTR | Propeller | PRP | 2000 | CFM | H-FAN-DSTR-PRP-2000 |  | HFANDSTF | 15
FanDestratificationPropeller500 | SM | SM Equipment | Fans | Destratification Fan | DSTF | DSTF | H | Fan | FAN | Destratification | DSTR | Propeller | PRP | 500 | CFM | H-FAN-DSTR-PRP-500 |  | HFANDSTF | 15
FanDestratificationPropeller5000 | SM | SM Equipment | Fans | Destratification Fan | DSTF | DSTF | H | Fan | FAN | Destratification | DSTR | Propeller | PRP | 5000 | CFM | H-FAN-DSTR-PRP-5000 |  | HFANDSTF | 15
FanDust CollectorAll15 | SM | General Exhaust Fan | Fans | Fans | GEF | GEF | H | Fan | FAN | Dust Collector | DCL | All | nan | 15 | HP | H-FAN-DCL--15 |  | HFANDCL | 15
FanDust CollectorAll5 | SM | General Exhaust Fan | Fans | Fans | GEF | GEF | H | Fan | FAN | Dust Collector | DCL | All | nan | 5 | HP | H-FAN-DCL--5 |  | HFANDCL | 15
FanGeneral ExhaustAxial1000 | SM | SM Equipment | Fans | General Exhaust Fan | GEF | GEF | H | Fan | FAN | General Exhaust | GEX | Axial | AXL | 1000 | CFM | H-FAN-GEX-AXL-1000 |  | HFANGEF | 20
FanGeneral ExhaustAxial10000 | SM | SM Equipment | Fans | General Exhaust Fan | GEF | GEF | H | Fan | FAN | General Exhaust | GEX | Axial | AXL | 10000 | CFM | H-FAN-GEX-AXL-10000 |  | HFANGEF | 20
FanGeneral ExhaustAxial15000 | SM | SM Equipment | Fans | General Exhaust Fan | GEF | GEF | H | Fan | FAN | General Exhaust | GEX | Axial | AXL | 15000 | CFM | H-FAN-GEX-AXL-15000 |  | HFANGEF | 20
FanGeneral ExhaustAxial2000 | SM | SM Equipment | Fans | General Exhaust Fan | GEF | GEF | H | Fan | FAN | General Exhaust | GEX | Axial | AXL | 2000 | CFM | H-FAN-GEX-AXL-2000 |  | HFANGEF | 20
FanGeneral ExhaustAxial20000 | SM | SM Equipment | Fans | General Exhaust Fan | GEF | GEF | H | Fan | FAN | General Exhaust | GEX | Axial | AXL | 20000 | CFM | H-FAN-GEX-AXL-20000 |  | HFANGEF | 20
FanGeneral ExhaustAxial25000 | SM | SM Equipment | Fans | General Exhaust Fan | GEF | GEF | H | Fan | FAN | General Exhaust | GEX | Axial | AXL | 25000 | CFM | H-FAN-GEX-AXL-25000 |  | HFANGEF | 20
FanGeneral ExhaustAxial500 | SM | SM Equipment | Fans | General Exhaust Fan | GEF | GEF | H | Fan | FAN | General Exhaust | GEX | Axial | AXL | 500 | CFM | H-FAN-GEX-AXL-500 |  | HFANGEF | 20
FanGeneral ExhaustAxial5000 | SM | SM Equipment | Fans | General Exhaust Fan | GEF | GEF | H | Fan | FAN | General Exhaust | GEX | Axial | AXL | 5000 | CFM | H-FAN-GEX-AXL-5000 |  | HFANGEF | 20
FanGeneral ExhaustAxial7500 | SM | SM Equipment | Fans | General Exhaust Fan | GEF | GEF | H | Fan | FAN | General Exhaust | GEX | Axial | AXL | 7500 | CFM | H-FAN-GEX-AXL-7500 |  | HFANGEF | 20
FanGeneral ExhaustCeiling Mounted100 | SM | SM Equipment | Fans | General Exhaust Fan | GEF | GEF | H | Fan | FAN | General Exhaust | GEX | Ceiling Mounted | CLG | 100 | CFM | H-FAN-GEX-CLG-100 |  | HFANGEF | 15
FanGeneral ExhaustCeiling Mounted1000 | SM | SM Equipment | Fans | General Exhaust Fan | GEF | GEF | H | Fan | FAN | General Exhaust | GEX | Ceiling Mounted | CLG | 1000 | CFM | H-FAN-GEX-CLG-1000 |  | HFANGEF | 15
FanGeneral ExhaustCeiling Mounted2000 | SM | SM Equipment | Fans | General Exhaust Fan | GEF | GEF | H | Fan | FAN | General Exhaust | GEX | Ceiling Mounted | CLG | 2000 | CFM | H-FAN-GEX-CLG-2000 |  | HFANGEF | 15
FanGeneral ExhaustCeiling Mounted250 | SM | SM Equipment | Fans | General Exhaust Fan | GEF | GEF | H | Fan | FAN | General Exhaust | GEX | Ceiling Mounted | CLG | 250 | CFM | H-FAN-GEX-CLG-250 |  | HFANGEF | 15
FanGeneral ExhaustCeiling Mounted500 | SM | SM Equipment | Fans | General Exhaust Fan | GEF | GEF | H | Fan | FAN | General Exhaust | GEX | Ceiling Mounted | CLG | 500 | CFM | H-FAN-GEX-CLG-500 |  | HFANGEF | 15
FanGeneral ExhaustCeiling Mounted750 | SM | SM Equipment | Fans | General Exhaust Fan | GEF | GEF | H | Fan | FAN | General Exhaust | GEX | Ceiling Mounted | CLG | 750 | CFM | H-FAN-GEX-CLG-750 |  | HFANGEF | 15
FanGeneral ExhaustCentrifugal1000 | SM | SM Equipment | Fans | General Exhaust Fan | GEF | GEF | H | Fan | FAN | General Exhaust | GEX | Centrifugal | CEN | 1000 | CFM | H-FAN-GEX-CEN-1000 |  | HFANGEF | 25
FanGeneral ExhaustCentrifugal10000 | SM | SM Equipment | Fans | General Exhaust Fan | GEF | GEF | H | Fan | FAN | General Exhaust | GEX | Centrifugal | CEN | 10000 | CFM | H-FAN-GEX-CEN-10000 |  | HFANGEF | 25
FanGeneral ExhaustCentrifugal100000 | SM | SM Equipment | Fans | General Exhaust Fan | GEF | GEF | H | Fan | FAN | General Exhaust | GEX | Centrifugal | CEN | 100000 | CFM | H-FAN-GEX-CEN-100000 |  | HFANGEF | 25
FanGeneral ExhaustCentrifugal120000 | SM | SM Equipment | Fans | General Exhaust Fan | GEF | GEF | H | Fan | FAN | General Exhaust | GEX | Centrifugal | CEN | 120000 | CFM | H-FAN-GEX-CEN-120000 |  | HFANGEF | 25
FanGeneral ExhaustCentrifugal15000 | SM | SM Equipment | Fans | General Exhaust Fan | GEF | GEF | H | Fan | FAN | General Exhaust | GEX | Centrifugal | CEN | 15000 | CFM | H-FAN-GEX-CEN-15000 |  | HFANGEF | 25
FanGeneral ExhaustCentrifugal2000 | SM | SM Equipment | Fans | General Exhaust Fan | GEF | GEF | H | Fan | FAN | General Exhaust | GEX | Centrifugal | CEN | 2000 | CFM | H-FAN-GEX-CEN-2000 |  | HFANGEF | 25
FanGeneral ExhaustCentrifugal20000 | SM | SM Equipment | Fans | General Exhaust Fan | GEF | GEF | H | Fan | FAN | General Exhaust | GEX | Centrifugal | CEN | 20000 | CFM | H-FAN-GEX-CEN-20000 |  | HFANGEF | 25
FanGeneral ExhaustCentrifugal25000 | SM | SM Equipment | Fans | General Exhaust Fan | GEF | GEF | H | Fan | FAN | General Exhaust | GEX | Centrifugal | CEN | 25000 | CFM | H-FAN-GEX-CEN-25000 |  | HFANGEF | 25
FanGeneral ExhaustCentrifugal30000 | SM | SM Equipment | Fans | General Exhaust Fan | GEF | GEF | H | Fan | FAN | General Exhaust | GEX | Centrifugal | CEN | 30000 | CFM | H-FAN-GEX-CEN-30000 |  | HFANGEF | 25
FanGeneral ExhaustCentrifugal40000 | SM | SM Equipment | Fans | General Exhaust Fan | GEF | GEF | H | Fan | FAN | General Exhaust | GEX | Centrifugal | CEN | 40000 | CFM | H-FAN-GEX-CEN-40000 |  | HFANGEF | 25
FanGeneral ExhaustCentrifugal5000 | SM | SM Equipment | Fans | General Exhaust Fan | GEF | GEF | H | Fan | FAN | General Exhaust | GEX | Centrifugal | CEN | 5000 | CFM | H-FAN-GEX-CEN-5000 |  | HFANGEF | 25
FanGeneral ExhaustCentrifugal50000 | SM | SM Equipment | Fans | General Exhaust Fan | GEF | GEF | H | Fan | FAN | General Exhaust | GEX | Centrifugal | CEN | 50000 | CFM | H-FAN-GEX-CEN-50000 |  | HFANGEF | 25
FanGeneral ExhaustCentrifugal60000 | SM | SM Equipment | Fans | General Exhaust Fan | GEF | GEF | H | Fan | FAN | General Exhaust | GEX | Centrifugal | CEN | 60000 | CFM | H-FAN-GEX-CEN-60000 |  | HFANGEF | 25
FanGeneral ExhaustCentrifugal70000 | SM | SM Equipment | Fans | General Exhaust Fan | GEF | GEF | H | Fan | FAN | General Exhaust | GEX | Centrifugal | CEN | 70000 | CFM | H-FAN-GEX-CEN-70000 |  | HFANGEF | 25
FanGeneral ExhaustCentrifugal7500 | SM | SM Equipment | Fans | General Exhaust Fan | GEF | GEF | H | Fan | FAN | General Exhaust | GEX | Centrifugal | CEN | 7500 | CFM | H-FAN-GEX-CEN-7500 |  | HFANGEF | 25
FanGeneral ExhaustCentrifugal80000 | SM | SM Equipment | Fans | General Exhaust Fan | GEF | GEF | H | Fan | FAN | General Exhaust | GEX | Centrifugal | CEN | 80000 | CFM | H-FAN-GEX-CEN-80000 |  | HFANGEF | 25
FanGeneral ExhaustUpblast100 | SM | SM Equipment | Fans | General Exhaust Fan | GEF | GEF | H | Fan | FAN | General Exhaust | GEX | Upblast | UPB | 100 | CFM | H-FAN-GEX-UPB-100 |  | HFANGEF | 20
FanGeneral ExhaustUpblast1000 | SM | SM Equipment | Fans | General Exhaust Fan | GEF | GEF | H | Fan | FAN | General Exhaust | GEX | Upblast | UPB | 1000 | CFM | H-FAN-GEX-UPB-1000 |  | HFANGEF | 20
FanGeneral ExhaustUpblast10000 | SM | SM Equipment | Fans | General Exhaust Fan | GEF | GEF | H | Fan | FAN | General Exhaust | GEX | Upblast | UPB | 10000 | CFM | H-FAN-GEX-UPB-10000 |  | HFANGEF | 20
FanGeneral ExhaustUpblast1500 | SM | SM Equipment | Fans | General Exhaust Fan | GEF | GEF | H | Fan | FAN | General Exhaust | GEX | Upblast | UPB | 1500 | CFM | H-FAN-GEX-UPB-1500 |  | HFANGEF | 20
FanGeneral ExhaustUpblast15000 | SM | SM Equipment | Fans | General Exhaust Fan | GEF | GEF | H | Fan | FAN | General Exhaust | GEX | Upblast | UPB | 15000 | CFM | H-FAN-GEX-UPB-15000 |  | HFANGEF | 20
FanGeneral ExhaustUpblast2000 | SM | SM Equipment | Fans | General Exhaust Fan | GEF | GEF | H | Fan | FAN | General Exhaust | GEX | Upblast | UPB | 2000 | CFM | H-FAN-GEX-UPB-2000 |  | HFANGEF | 20
FanGeneral ExhaustUpblast20000 | SM | SM Equipment | Fans | General Exhaust Fan | GEF | GEF | H | Fan | FAN | General Exhaust | GEX | Upblast | UPB | 20000 | CFM | H-FAN-GEX-UPB-20000 |  | HFANGEF | 20
FanGeneral ExhaustUpblast250 | SM | SM Equipment | Fans | General Exhaust Fan | GEF | GEF | H | Fan | FAN | General Exhaust | GEX | Upblast | UPB | 250 | CFM | H-FAN-GEX-UPB-250 |  | HFANGEF | 20
FanGeneral ExhaustUpblast2500 | SM | SM Equipment | Fans | General Exhaust Fan | GEF | GEF | H | Fan | FAN | General Exhaust | GEX | Upblast | UPB | 2500 | CFM | H-FAN-GEX-UPB-2500 |  | HFANGEF | 20
FanGeneral ExhaustUpblast3000 | SM | SM Equipment | Fans | General Exhaust Fan | GEF | GEF | H | Fan | FAN | General Exhaust | GEX | Upblast | UPB | 3000 | CFM | H-FAN-GEX-UPB-3000 |  | HFANGEF | 20
FanGeneral ExhaustUpblast30000 | SM | SM Equipment | Fans | General Exhaust Fan | GEF | GEF | H | Fan | FAN | General Exhaust | GEX | Upblast | UPB | 30000 | CFM | H-FAN-GEX-UPB-30000 |  | HFANGEF | 20
FanGeneral ExhaustUpblast4000 | SM | SM Equipment | Fans | General Exhaust Fan | GEF | GEF | H | Fan | FAN | General Exhaust | GEX | Upblast | UPB | 4000 | CFM | H-FAN-GEX-UPB-4000 |  | HFANGEF | 20
FanGeneral ExhaustUpblast40000 | SM | SM Equipment | Fans | General Exhaust Fan | GEF | GEF | H | Fan | FAN | General Exhaust | GEX | Upblast | UPB | 40000 | CFM | H-FAN-GEX-UPB-40000 |  | HFANGEF | 20
FanGeneral ExhaustUpblast500 | SM | SM Equipment | Fans | General Exhaust Fan | GEF | GEF | H | Fan | FAN | General Exhaust | GEX | Upblast | UPB | 500 | CFM | H-FAN-GEX-UPB-500 |  | HFANGEF | 20
FanGeneral ExhaustUpblast5000 | SM | SM Equipment | Fans | General Exhaust Fan | GEF | GEF | H | Fan | FAN | General Exhaust | GEX | Upblast | UPB | 5000 | CFM | H-FAN-GEX-UPB-5000 |  | HFANGEF | 20
FanGeneral ExhaustUpblast50000 | SM | SM Equipment | Fans | General Exhaust Fan | GEF | GEF | H | Fan | FAN | General Exhaust | GEX | Upblast | UPB | 50000 | CFM | H-FAN-GEX-UPB-50000 |  | HFANGEF | 20
FanGeneral ExhaustUpblast6000 | SM | SM Equipment | Fans | General Exhaust Fan | GEF | GEF | H | Fan | FAN | General Exhaust | GEX | Upblast | UPB | 6000 | CFM | H-FAN-GEX-UPB-6000 |  | HFANGEF | 20
FanGeneral ExhaustUpblast750 | SM | SM Equipment | Fans | General Exhaust Fan | GEF | GEF | H | Fan | FAN | General Exhaust | GEX | Upblast | UPB | 750 | CFM | H-FAN-GEX-UPB-750 |  | HFANGEF | 20
FanGeneral ExhaustUpblast7500 | SM | SM Equipment | Fans | General Exhaust Fan | GEF | GEF | H | Fan | FAN | General Exhaust | GEX | Upblast | UPB | 7500 | CFM | H-FAN-GEX-UPB-7500 |  | HFANGEF | 20
FanGeneral ExhaustUtility Set1000 | SM | SM Equipment | Fans | General Exhaust Fan | GEF | GEF | H | Fan | FAN | General Exhaust | GEX | Utility Set | UTY | 1000 | CFM | H-FAN-GEX-UTY-1000 |  | HFANGEF | 20
FanGeneral ExhaustUtility Set10000 | SM | SM Equipment | Fans | General Exhaust Fan | GEF | GEF | H | Fan | FAN | General Exhaust | GEX | Utility Set | UTY | 10000 | CFM | H-FAN-GEX-UTY-10000 |  | HFANGEF | 20
FanGeneral ExhaustUtility Set1500 | SM | SM Equipment | Fans | General Exhaust Fan | GEF | GEF | H | Fan | FAN | General Exhaust | GEX | Utility Set | UTY | 1500 | CFM | H-FAN-GEX-UTY-1500 |  | HFANGEF | 20
FanGeneral ExhaustUtility Set15000 | SM | SM Equipment | Fans | General Exhaust Fan | GEF | GEF | H | Fan | FAN | General Exhaust | GEX | Utility Set | UTY | 15000 | CFM | H-FAN-GEX-UTY-15000 |  | HFANGEF | 20
FanGeneral ExhaustUtility Set2000 | SM | SM Equipment | Fans | General Exhaust Fan | GEF | GEF | H | Fan | FAN | General Exhaust | GEX | Utility Set | UTY | 2000 | CFM | H-FAN-GEX-UTY-2000 |  | HFANGEF | 20
FanGeneral ExhaustUtility Set20000 | SM | SM Equipment | Fans | General Exhaust Fan | GEF | GEF | H | Fan | FAN | General Exhaust | GEX | Utility Set | UTY | 20000 | CFM | H-FAN-GEX-UTY-20000 |  | HFANGEF | 20
FanGeneral ExhaustUtility Set2500 | SM | SM Equipment | Fans | General Exhaust Fan | GEF | GEF | H | Fan | FAN | General Exhaust | GEX | Utility Set | UTY | 2500 | CFM | H-FAN-GEX-UTY-2500 |  | HFANGEF | 20
FanGeneral ExhaustUtility Set25000 | SM | SM Equipment | Fans | General Exhaust Fan | GEF | GEF | H | Fan | FAN | General Exhaust | GEX | Utility Set | UTY | 25000 | CFM | H-FAN-GEX-UTY-25000 |  | HFANGEF | 20
FanGeneral ExhaustUtility Set3000 | SM | SM Equipment | Fans | General Exhaust Fan | GEF | GEF | H | Fan | FAN | General Exhaust | GEX | Utility Set | UTY | 3000 | CFM | H-FAN-GEX-UTY-3000 |  | HFANGEF | 20
FanGeneral ExhaustUtility Set30000 | SM | SM Equipment | Fans | General Exhaust Fan | GEF | GEF | H | Fan | FAN | General Exhaust | GEX | Utility Set | UTY | 30000 | CFM | H-FAN-GEX-UTY-30000 |  | HFANGEF | 20
FanGeneral ExhaustUtility Set4000 | SM | SM Equipment | Fans | General Exhaust Fan | GEF | GEF | H | Fan | FAN | General Exhaust | GEX | Utility Set | UTY | 4000 | CFM | H-FAN-GEX-UTY-4000 |  | HFANGEF | 20
FanGeneral ExhaustUtility Set500 | SM | SM Equipment | Fans | General Exhaust Fan | GEF | GEF | H | Fan | FAN | General Exhaust | GEX | Utility Set | UTY | 500 | CFM | H-FAN-GEX-UTY-500 |  | HFANGEF | 20
FanGeneral ExhaustUtility Set5000 | SM | SM Equipment | Fans | General Exhaust Fan | GEF | GEF | H | Fan | FAN | General Exhaust | GEX | Utility Set | UTY | 5000 | CFM | H-FAN-GEX-UTY-5000 |  | HFANGEF | 20
FanGeneral ExhaustUtility Set6000 | SM | SM Equipment | Fans | General Exhaust Fan | GEF | GEF | H | Fan | FAN | General Exhaust | GEX | Utility Set | UTY | 6000 | CFM | H-FAN-GEX-UTY-6000 |  | HFANGEF | 20
FanGeneral ExhaustUtility Set750 | SM | SM Equipment | Fans | General Exhaust Fan | GEF | GEF | H | Fan | FAN | General Exhaust | GEX | Utility Set | UTY | 750 | CFM | H-FAN-GEX-UTY-750 |  | HFANGEF | 20
FanGeneral ExhaustUtility Set7500 | SM | SM Equipment | Fans | General Exhaust Fan | GEF | GEF | H | Fan | FAN | General Exhaust | GEX | Utility Set | UTY | 7500 | CFM | H-FAN-GEX-UTY-7500 |  | HFANGEF | 20
FanGeneral ExhaustVane Axial1000 | SM | SM Equipment | Fans | General Exhaust Fan | GEF | GEF | H | Fan | FAN | General Exhaust | GEX | Vane Axial | VAX | 1000 | CFM | H-FAN-GEX-VAX-1000 |  | HFANGEF | 20
FanGeneral ExhaustVane Axial10000 | SM | SM Equipment | Fans | General Exhaust Fan | GEF | GEF | H | Fan | FAN | General Exhaust | GEX | Vane Axial | VAX | 10000 | CFM | H-FAN-GEX-VAX-10000 |  | HFANGEF | 20
FanGeneral ExhaustVane Axial100000 | SM | SM Equipment | Fans | General Exhaust Fan | GEF | GEF | H | Fan | FAN | General Exhaust | GEX | Vane Axial | VAX | 100000 | CFM | H-FAN-GEX-VAX-100000 |  | HFANGEF | 20
FanGeneral ExhaustVane Axial120000 | SM | SM Equipment | Fans | General Exhaust Fan | GEF | GEF | H | Fan | FAN | General Exhaust | GEX | Vane Axial | VAX | 120000 | CFM | H-FAN-GEX-VAX-120000 |  | HFANGEF | 20
FanGeneral ExhaustVane Axial15000 | SM | SM Equipment | Fans | General Exhaust Fan | GEF | GEF | H | Fan | FAN | General Exhaust | GEX | Vane Axial | VAX | 15000 | CFM | H-FAN-GEX-VAX-15000 |  | HFANGEF | 20
FanGeneral ExhaustVane Axial2000 | SM | SM Equipment | Fans | General Exhaust Fan | GEF | GEF | H | Fan | FAN | General Exhaust | GEX | Vane Axial | VAX | 2000 | CFM | H-FAN-GEX-VAX-2000 |  | HFANGEF | 20
FanGeneral ExhaustVane Axial20000 | SM | SM Equipment | Fans | General Exhaust Fan | GEF | GEF | H | Fan | FAN | General Exhaust | GEX | Vane Axial | VAX | 20000 | CFM | H-FAN-GEX-VAX-20000 |  | HFANGEF | 20
FanGeneral ExhaustVane Axial25000 | SM | SM Equipment | Fans | General Exhaust Fan | GEF | GEF | H | Fan | FAN | General Exhaust | GEX | Vane Axial | VAX | 25000 | CFM | H-FAN-GEX-VAX-25000 |  | HFANGEF | 20
FanGeneral ExhaustVane Axial30000 | SM | SM Equipment | Fans | General Exhaust Fan | GEF | GEF | H | Fan | FAN | General Exhaust | GEX | Vane Axial | VAX | 30000 | CFM | H-FAN-GEX-VAX-30000 |  | HFANGEF | 20
FanGeneral ExhaustVane Axial40000 | SM | SM Equipment | Fans | General Exhaust Fan | GEF | GEF | H | Fan | FAN | General Exhaust | GEX | Vane Axial | VAX | 40000 | CFM | H-FAN-GEX-VAX-40000 |  | HFANGEF | 20
FanGeneral ExhaustVane Axial5000 | SM | SM Equipment | Fans | General Exhaust Fan | GEF | GEF | H | Fan | FAN | General Exhaust | GEX | Vane Axial | VAX | 5000 | CFM | H-FAN-GEX-VAX-5000 |  | HFANGEF | 20
FanGeneral ExhaustVane Axial50000 | SM | SM Equipment | Fans | General Exhaust Fan | GEF | GEF | H | Fan | FAN | General Exhaust | GEX | Vane Axial | VAX | 50000 | CFM | H-FAN-GEX-VAX-50000 |  | HFANGEF | 20
FanGeneral ExhaustVane Axial60000 | SM | SM Equipment | Fans | General Exhaust Fan | GEF | GEF | H | Fan | FAN | General Exhaust | GEX | Vane Axial | VAX | 60000 | CFM | H-FAN-GEX-VAX-60000 |  | HFANGEF | 20
FanGeneral ExhaustVane Axial70000 | SM | SM Equipment | Fans | General Exhaust Fan | GEF | GEF | H | Fan | FAN | General Exhaust | GEX | Vane Axial | VAX | 70000 | CFM | H-FAN-GEX-VAX-70000 |  | HFANGEF | 20
FanGeneral ExhaustVane Axial7500 | SM | SM Equipment | Fans | General Exhaust Fan | GEF | GEF | H | Fan | FAN | General Exhaust | GEX | Vane Axial | VAX | 7500 | CFM | H-FAN-GEX-VAX-7500 |  | HFANGEF | 20
FanGeneral ExhaustVane Axial80000 | SM | SM Equipment | Fans | General Exhaust Fan | GEF | GEF | H | Fan | FAN | General Exhaust | GEX | Vane Axial | VAX | 80000 | CFM | H-FAN-GEX-VAX-80000 |  | HFANGEF | 20
FanGrease ExhaustUpblast1000 | SM | SM Equipment | Fans | Grease Exhaust Fan | GREF | KEF | H | Fan | FAN | Grease Exhaust | GREX | Upblast | UPB | 1000 | CFM | H-FAN-GREX-UPB-1000 |  | HFANKEF | 20
FanGrease ExhaustUpblast10000 | SM | SM Equipment | Fans | Grease Exhaust Fan | GREF | KEF | H | Fan | FAN | Grease Exhaust | GREX | Upblast | UPB | 10000 | CFM | H-FAN-GREX-UPB-10000 |  | HFANKEF | 20
FanGrease ExhaustUpblast1500 | SM | SM Equipment | Fans | Grease Exhaust Fan | GREF | KEF | H | Fan | FAN | Grease Exhaust | GREX | Upblast | UPB | 1500 | CFM | H-FAN-GREX-UPB-1500 |  | HFANKEF | 20
FanGrease ExhaustUpblast15000 | SM | SM Equipment | Fans | Grease Exhaust Fan | GREF | KEF | H | Fan | FAN | Grease Exhaust | GREX | Upblast | UPB | 15000 | CFM | H-FAN-GREX-UPB-15000 |  | HFANKEF | 20
FanGrease ExhaustUpblast2000 | SM | SM Equipment | Fans | Grease Exhaust Fan | GREF | KEF | H | Fan | FAN | Grease Exhaust | GREX | Upblast | UPB | 2000 | CFM | H-FAN-GREX-UPB-2000 |  | HFANKEF | 20
FanGrease ExhaustUpblast20000 | SM | SM Equipment | Fans | Grease Exhaust Fan | GREF | KEF | H | Fan | FAN | Grease Exhaust | GREX | Upblast | UPB | 20000 | CFM | H-FAN-GREX-UPB-20000 |  | HFANKEF | 20
FanGrease ExhaustUpblast250 | SM | SM Equipment | Fans | Grease Exhaust Fan | GREF | KEF | H | Fan | FAN | Grease Exhaust | GREX | Upblast | UPB | 250 | CFM | H-FAN-GREX-UPB-250 |  | HFANKEF | 20
FanGrease ExhaustUpblast2500 | SM | SM Equipment | Fans | Grease Exhaust Fan | GREF | KEF | H | Fan | FAN | Grease Exhaust | GREX | Upblast | UPB | 2500 | CFM | H-FAN-GREX-UPB-2500 |  | HFANKEF | 20
FanGrease ExhaustUpblast25000 | SM | SM Equipment | Fans | Grease Exhaust Fan | GREF | KEF | H | Fan | FAN | Grease Exhaust | GREX | Upblast | UPB | 25000 | CFM | H-FAN-GREX-UPB-25000 |  | HFANKEF | 20
FanGrease ExhaustUpblast3000 | SM | SM Equipment | Fans | Grease Exhaust Fan | GREF | KEF | H | Fan | FAN | Grease Exhaust | GREX | Upblast | UPB | 3000 | CFM | H-FAN-GREX-UPB-3000 |  | HFANKEF | 20
FanGrease ExhaustUpblast4000 | SM | SM Equipment | Fans | Grease Exhaust Fan | GREF | KEF | H | Fan | FAN | Grease Exhaust | GREX | Upblast | UPB | 4000 | CFM | H-FAN-GREX-UPB-4000 |  | HFANKEF | 20
FanGrease ExhaustUpblast500 | SM | SM Equipment | Fans | Grease Exhaust Fan | GREF | KEF | H | Fan | FAN | Grease Exhaust | GREX | Upblast | UPB | 500 | CFM | H-FAN-GREX-UPB-500 |  | HFANKEF | 20
FanGrease ExhaustUpblast5000 | SM | SM Equipment | Fans | Grease Exhaust Fan | GREF | KEF | H | Fan | FAN | Grease Exhaust | GREX | Upblast | UPB | 5000 | CFM | H-FAN-GREX-UPB-5000 |  | HFANKEF | 20
FanGrease ExhaustUpblast6000 | SM | SM Equipment | Fans | Grease Exhaust Fan | GREF | KEF | H | Fan | FAN | Grease Exhaust | GREX | Upblast | UPB | 6000 | CFM | H-FAN-GREX-UPB-6000 |  | HFANKEF | 20
FanGrease ExhaustUpblast750 | SM | SM Equipment | Fans | Grease Exhaust Fan | GREF | KEF | H | Fan | FAN | Grease Exhaust | GREX | Upblast | UPB | 750 | CFM | H-FAN-GREX-UPB-750 |  | HFANKEF | 20
FanGrease ExhaustUpblast7500 | SM | SM Equipment | Fans | Grease Exhaust Fan | GREF | KEF | H | Fan | FAN | Grease Exhaust | GREX | Upblast | UPB | 7500 | CFM | H-FAN-GREX-UPB-7500 |  | HFANKEF | 20
FanGrease ExhaustUtility Set1000 | SM | SM Equipment | Fans | Grease Exhaust Fan | GREF | KEF | H | Fan | FAN | Grease Exhaust | GREX | Utility Set | UTY | 1000 | CFM | H-FAN-GREX-UTY-1000 |  | HFANKEF | 20
FanGrease ExhaustUtility Set10000 | SM | SM Equipment | Fans | Grease Exhaust Fan | GREF | KEF | H | Fan | FAN | Grease Exhaust | GREX | Utility Set | UTY | 10000 | CFM | H-FAN-GREX-UTY-10000 |  | HFANKEF | 20
FanGrease ExhaustUtility Set1500 | SM | SM Equipment | Fans | Grease Exhaust Fan | GREF | KEF | H | Fan | FAN | Grease Exhaust | GREX | Utility Set | UTY | 1500 | CFM | H-FAN-GREX-UTY-1500 |  | HFANKEF | 20
FanGrease ExhaustUtility Set15000 | SM | SM Equipment | Fans | Grease Exhaust Fan | GREF | KEF | H | Fan | FAN | Grease Exhaust | GREX | Utility Set | UTY | 15000 | CFM | H-FAN-GREX-UTY-15000 |  | HFANKEF | 20
FanGrease ExhaustUtility Set2000 | SM | SM Equipment | Fans | Grease Exhaust Fan | GREF | KEF | H | Fan | FAN | Grease Exhaust | GREX | Utility Set | UTY | 2000 | CFM | H-FAN-GREX-UTY-2000 |  | HFANKEF | 20
FanGrease ExhaustUtility Set20000 | SM | SM Equipment | Fans | Grease Exhaust Fan | GREF | KEF | H | Fan | FAN | Grease Exhaust | GREX | Utility Set | UTY | 20000 | CFM | H-FAN-GREX-UTY-20000 |  | HFANKEF | 20
FanGrease ExhaustUtility Set250 | SM | SM Equipment | Fans | Grease Exhaust Fan | GREF | KEF | H | Fan | FAN | Grease Exhaust | GREX | Utility Set | UTY | 250 | CFM | H-FAN-GREX-UTY-250 |  | HFANKEF | 20
FanGrease ExhaustUtility Set2500 | SM | SM Equipment | Fans | Grease Exhaust Fan | GREF | KEF | H | Fan | FAN | Grease Exhaust | GREX | Utility Set | UTY | 2500 | CFM | H-FAN-GREX-UTY-2500 |  | HFANKEF | 20
FanGrease ExhaustUtility Set25000 | SM | SM Equipment | Fans | Grease Exhaust Fan | GREF | KEF | H | Fan | FAN | Grease Exhaust | GREX | Utility Set | UTY | 25000 | CFM | H-FAN-GREX-UTY-25000 |  | HFANKEF | 20
FanGrease ExhaustUtility Set3000 | SM | SM Equipment | Fans | Grease Exhaust Fan | GREF | KEF | H | Fan | FAN | Grease Exhaust | GREX | Utility Set | UTY | 3000 | CFM | H-FAN-GREX-UTY-3000 |  | HFANKEF | 20
FanGrease ExhaustUtility Set4000 | SM | SM Equipment | Fans | Grease Exhaust Fan | GREF | KEF | H | Fan | FAN | Grease Exhaust | GREX | Utility Set | UTY | 4000 | CFM | H-FAN-GREX-UTY-4000 |  | HFANKEF | 20
FanGrease ExhaustUtility Set500 | SM | SM Equipment | Fans | Grease Exhaust Fan | GREF | KEF | H | Fan | FAN | Grease Exhaust | GREX | Utility Set | UTY | 500 | CFM | H-FAN-GREX-UTY-500 |  | HFANKEF | 20
FanGrease ExhaustUtility Set5000 | SM | SM Equipment | Fans | Grease Exhaust Fan | GREF | KEF | H | Fan | FAN | Grease Exhaust | GREX | Utility Set | UTY | 5000 | CFM | H-FAN-GREX-UTY-5000 |  | HFANKEF | 20
FanGrease ExhaustUtility Set6000 | SM | SM Equipment | Fans | Grease Exhaust Fan | GREF | KEF | H | Fan | FAN | Grease Exhaust | GREX | Utility Set | UTY | 6000 | CFM | H-FAN-GREX-UTY-6000 |  | HFANKEF | 20
FanGrease ExhaustUtility Set750 | SM | SM Equipment | Fans | Grease Exhaust Fan | GREF | KEF | H | Fan | FAN | Grease Exhaust | GREX | Utility Set | UTY | 750 | CFM | H-FAN-GREX-UTY-750 |  | HFANKEF | 20
FanGrease ExhaustUtility Set7500 | SM | SM Equipment | Fans | Grease Exhaust Fan | GREF | KEF | H | Fan | FAN | Grease Exhaust | GREX | Utility Set | UTY | 7500 | CFM | H-FAN-GREX-UTY-7500 |  | HFANKEF | 20
FanIsolation ExhaustUtility Set1000 | SM | SM Equipment | Fans | Isolation Exhaust Fan | IOEF | IOEF | H | Fan | FAN | Isolation Exhaust | IOEX | Utility Set | UTY | 1000 | CFM | H-FAN-IOEX-UTY-1000 |  | HFANLEF | 20
FanIsolation ExhaustUtility Set10000 | SM | SM Equipment | Fans | Isolation Exhaust Fan | IOEF | IOEF | H | Fan | FAN | Isolation Exhaust | IOEX | Utility Set | UTY | 10000 | CFM | H-FAN-IOEX-UTY-10000 |  | HFANLEF | 20
FanIsolation ExhaustUtility Set1500 | SM | SM Equipment | Fans | Isolation Exhaust Fan | IOEF | IOEF | H | Fan | FAN | Isolation Exhaust | IOEX | Utility Set | UTY | 1500 | CFM | H-FAN-IOEX-UTY-1500 |  | HFANLEF | 20
FanIsolation ExhaustUtility Set15000 | SM | SM Equipment | Fans | Isolation Exhaust Fan | IOEF | IOEF | H | Fan | FAN | Isolation Exhaust | IOEX | Utility Set | UTY | 15000 | CFM | H-FAN-IOEX-UTY-15000 |  | HFANLEF | 20
FanIsolation ExhaustUtility Set2000 | SM | SM Equipment | Fans | Isolation Exhaust Fan | IOEF | IOEF | H | Fan | FAN | Isolation Exhaust | IOEX | Utility Set | UTY | 2000 | CFM | H-FAN-IOEX-UTY-2000 |  | HFANLEF | 20
FanIsolation ExhaustUtility Set20000 | SM | SM Equipment | Fans | Isolation Exhaust Fan | IOEF | IOEF | H | Fan | FAN | Isolation Exhaust | IOEX | Utility Set | UTY | 20000 | CFM | H-FAN-IOEX-UTY-20000 |  | HFANLEF | 20
FanIsolation ExhaustUtility Set2500 | SM | SM Equipment | Fans | Isolation Exhaust Fan | IOEF | IOEF | H | Fan | FAN | Isolation Exhaust | IOEX | Utility Set | UTY | 2500 | CFM | H-FAN-IOEX-UTY-2500 |  | HFANLEF | 20
FanIsolation ExhaustUtility Set25000 | SM | SM Equipment | Fans | Isolation Exhaust Fan | IOEF | IOEF | H | Fan | FAN | Isolation Exhaust | IOEX | Utility Set | UTY | 25000 | CFM | H-FAN-IOEX-UTY-25000 |  | HFANLEF | 20
FanIsolation ExhaustUtility Set3000 | SM | SM Equipment | Fans | Isolation Exhaust Fan | IOEF | IOEF | H | Fan | FAN | Isolation Exhaust | IOEX | Utility Set | UTY | 3000 | CFM | H-FAN-IOEX-UTY-3000 |  | HFANLEF | 20
FanIsolation ExhaustUtility Set4000 | SM | SM Equipment | Fans | Isolation Exhaust Fan | IOEF | IOEF | H | Fan | FAN | Isolation Exhaust | IOEX | Utility Set | UTY | 4000 | CFM | H-FAN-IOEX-UTY-4000 |  | HFANLEF | 20
FanIsolation ExhaustUtility Set500 | SM | SM Equipment | Fans | Isolation Exhaust Fan | IOEF | IOEF | H | Fan | FAN | Isolation Exhaust | IOEX | Utility Set | UTY | 500 | CFM | H-FAN-IOEX-UTY-500 |  | HFANLEF | 20
FanIsolation ExhaustUtility Set5000 | SM | SM Equipment | Fans | Isolation Exhaust Fan | IOEF | IOEF | H | Fan | FAN | Isolation Exhaust | IOEX | Utility Set | UTY | 5000 | CFM | H-FAN-IOEX-UTY-5000 |  | HFANLEF | 20
FanIsolation ExhaustUtility Set6000 | SM | SM Equipment | Fans | Isolation Exhaust Fan | IOEF | IOEF | H | Fan | FAN | Isolation Exhaust | IOEX | Utility Set | UTY | 6000 | CFM | H-FAN-IOEX-UTY-6000 |  | HFANLEF | 20
FanIsolation ExhaustUtility Set750 | SM | SM Equipment | Fans | Isolation Exhaust Fan | IOEF | IOEF | H | Fan | FAN | Isolation Exhaust | IOEX | Utility Set | UTY | 750 | CFM | H-FAN-IOEX-UTY-750 |  | HFANLEF | 20
FanIsolation ExhaustUtility Set7500 | SM | SM Equipment | Fans | Isolation Exhaust Fan | IOEF | IOEF | H | Fan | FAN | Isolation Exhaust | IOEX | Utility Set | UTY | 7500 | CFM | H-FAN-IOEX-UTY-7500 |  | HFANLEF | 20
FanKitchen ExhaustInline1000 | SM | SM Equipment | Fans | Kitchen Exhaust Fan | KEF | KEF | H | Fan | FAN | Kitchen Exhaust | KEX | Inline | INL | 1000 | CFM | H-FAN-KEX-INL-1000 |  | HFANKEF | 15
FanKitchen ExhaustInline10000 | SM | SM Equipment | Fans | Kitchen Exhaust Fan | KEF | KEF | H | Fan | FAN | Kitchen Exhaust | KEX | Inline | INL | 10000 | CFM | H-FAN-KEX-INL-10000 |  | HFANKEF | 15
FanKitchen ExhaustInline1500 | SM | SM Equipment | Fans | Kitchen Exhaust Fan | KEF | KEF | H | Fan | FAN | Kitchen Exhaust | KEX | Inline | INL | 1500 | CFM | H-FAN-KEX-INL-1500 |  | HFANKEF | 15
FanKitchen ExhaustInline15000 | SM | SM Equipment | Fans | Kitchen Exhaust Fan | KEF | KEF | H | Fan | FAN | Kitchen Exhaust | KEX | Inline | INL | 15000 | CFM | H-FAN-KEX-INL-15000 |  | HFANKEF | 15
FanKitchen ExhaustInline2000 | SM | SM Equipment | Fans | Kitchen Exhaust Fan | KEF | KEF | H | Fan | FAN | Kitchen Exhaust | KEX | Inline | INL | 2000 | CFM | H-FAN-KEX-INL-2000 |  | HFANKEF | 15
FanKitchen ExhaustInline20000 | SM | SM Equipment | Fans | Kitchen Exhaust Fan | KEF | KEF | H | Fan | FAN | Kitchen Exhaust | KEX | Inline | INL | 20000 | CFM | H-FAN-KEX-INL-20000 |  | HFANKEF | 15
FanKitchen ExhaustInline2500 | SM | SM Equipment | Fans | Kitchen Exhaust Fan | KEF | KEF | H | Fan | FAN | Kitchen Exhaust | KEX | Inline | INL | 2500 | CFM | H-FAN-KEX-INL-2500 |  | HFANKEF | 15
FanKitchen ExhaustInline25000 | SM | SM Equipment | Fans | Kitchen Exhaust Fan | KEF | KEF | H | Fan | FAN | Kitchen Exhaust | KEX | Inline | INL | 25000 | CFM | H-FAN-KEX-INL-25000 |  | HFANKEF | 15
FanKitchen ExhaustInline3000 | SM | SM Equipment | Fans | Kitchen Exhaust Fan | KEF | KEF | H | Fan | FAN | Kitchen Exhaust | KEX | Inline | INL | 3000 | CFM | H-FAN-KEX-INL-3000 |  | HFANKEF | 15
FanKitchen ExhaustInline30000 | SM | SM Equipment | Fans | Kitchen Exhaust Fan | KEF | KEF | H | Fan | FAN | Kitchen Exhaust | KEX | Inline | INL | 30000 | CFM | H-FAN-KEX-INL-30000 |  | HFANKEF | 15
FanKitchen ExhaustInline4000 | SM | SM Equipment | Fans | Kitchen Exhaust Fan | KEF | KEF | H | Fan | FAN | Kitchen Exhaust | KEX | Inline | INL | 4000 | CFM | H-FAN-KEX-INL-4000 |  | HFANKEF | 15
FanKitchen ExhaustInline500 | SM | SM Equipment | Fans | Kitchen Exhaust Fan | KEF | KEF | H | Fan | FAN | Kitchen Exhaust | KEX | Inline | INL | 500 | CFM | H-FAN-KEX-INL-500 |  | HFANKEF | 15
FanKitchen ExhaustInline5000 | SM | SM Equipment | Fans | Kitchen Exhaust Fan | KEF | KEF | H | Fan | FAN | Kitchen Exhaust | KEX | Inline | INL | 5000 | CFM | H-FAN-KEX-INL-5000 |  | HFANKEF | 15
FanKitchen ExhaustInline6000 | SM | SM Equipment | Fans | Kitchen Exhaust Fan | KEF | KEF | H | Fan | FAN | Kitchen Exhaust | KEX | Inline | INL | 6000 | CFM | H-FAN-KEX-INL-6000 |  | HFANKEF | 15
FanKitchen ExhaustInline750 | SM | SM Equipment | Fans | Kitchen Exhaust Fan | KEF | KEF | H | Fan | FAN | Kitchen Exhaust | KEX | Inline | INL | 750 | CFM | H-FAN-KEX-INL-750 |  | HFANKEF | 15
FanKitchen ExhaustInline7500 | SM | SM Equipment | Fans | Kitchen Exhaust Fan | KEF | KEF | H | Fan | FAN | Kitchen Exhaust | KEX | Inline | INL | 7500 | CFM | H-FAN-KEX-INL-7500 |  | HFANKEF | 15
FanKitchen ExhaustUpblast1000 | SM | SM Equipment | Fans | Kitchen Exhaust Fan | KEF | KEF | H | Fan | FAN | Kitchen Exhaust | KEX | Upblast | UPB | 1000 | CFM | H-FAN-KEX-UPB-1000 |  | HFANKEF | 20
FanKitchen ExhaustUpblast10000 | SM | SM Equipment | Fans | Kitchen Exhaust Fan | KEF | KEF | H | Fan | FAN | Kitchen Exhaust | KEX | Upblast | UPB | 10000 | CFM | H-FAN-KEX-UPB-10000 |  | HFANKEF | 20
FanKitchen ExhaustUpblast1500 | SM | SM Equipment | Fans | Kitchen Exhaust Fan | KEF | KEF | H | Fan | FAN | Kitchen Exhaust | KEX | Upblast | UPB | 1500 | CFM | H-FAN-KEX-UPB-1500 |  | HFANKEF | 20
FanKitchen ExhaustUpblast15000 | SM | SM Equipment | Fans | Kitchen Exhaust Fan | KEF | KEF | H | Fan | FAN | Kitchen Exhaust | KEX | Upblast | UPB | 15000 | CFM | H-FAN-KEX-UPB-15000 |  | HFANKEF | 20
FanKitchen ExhaustUpblast2000 | SM | SM Equipment | Fans | Kitchen Exhaust Fan | KEF | KEF | H | Fan | FAN | Kitchen Exhaust | KEX | Upblast | UPB | 2000 | CFM | H-FAN-KEX-UPB-2000 |  | HFANKEF | 20
FanKitchen ExhaustUpblast20000 | SM | SM Equipment | Fans | Kitchen Exhaust Fan | KEF | KEF | H | Fan | FAN | Kitchen Exhaust | KEX | Upblast | UPB | 20000 | CFM | H-FAN-KEX-UPB-20000 |  | HFANKEF | 20
FanKitchen ExhaustUpblast250 | SM | SM Equipment | Fans | Kitchen Exhaust Fan | KEF | KEF | H | Fan | FAN | Kitchen Exhaust | KEX | Upblast | UPB | 250 | CFM | H-FAN-KEX-UPB-250 |  | HFANKEF | 20
FanKitchen ExhaustUpblast2500 | SM | SM Equipment | Fans | Kitchen Exhaust Fan | KEF | KEF | H | Fan | FAN | Kitchen Exhaust | KEX | Upblast | UPB | 2500 | CFM | H-FAN-KEX-UPB-2500 |  | HFANKEF | 20
FanKitchen ExhaustUpblast25000 | SM | SM Equipment | Fans | Kitchen Exhaust Fan | KEF | KEF | H | Fan | FAN | Kitchen Exhaust | KEX | Upblast | UPB | 25000 | CFM | H-FAN-KEX-UPB-25000 |  | HFANKEF | 20
FanKitchen ExhaustUpblast3000 | SM | SM Equipment | Fans | Kitchen Exhaust Fan | KEF | KEF | H | Fan | FAN | Kitchen Exhaust | KEX | Upblast | UPB | 3000 | CFM | H-FAN-KEX-UPB-3000 |  | HFANKEF | 20
FanKitchen ExhaustUpblast4000 | SM | SM Equipment | Fans | Kitchen Exhaust Fan | KEF | KEF | H | Fan | FAN | Kitchen Exhaust | KEX | Upblast | UPB | 4000 | CFM | H-FAN-KEX-UPB-4000 |  | HFANKEF | 20
FanKitchen ExhaustUpblast500 | SM | SM Equipment | Fans | Kitchen Exhaust Fan | KEF | KEF | H | Fan | FAN | Kitchen Exhaust | KEX | Upblast | UPB | 500 | CFM | H-FAN-KEX-UPB-500 |  | HFANKEF | 20
FanKitchen ExhaustUpblast5000 | SM | SM Equipment | Fans | Kitchen Exhaust Fan | KEF | KEF | H | Fan | FAN | Kitchen Exhaust | KEX | Upblast | UPB | 5000 | CFM | H-FAN-KEX-UPB-5000 |  | HFANKEF | 20
FanKitchen ExhaustUpblast6000 | SM | SM Equipment | Fans | Kitchen Exhaust Fan | KEF | KEF | H | Fan | FAN | Kitchen Exhaust | KEX | Upblast | UPB | 6000 | CFM | H-FAN-KEX-UPB-6000 |  | HFANKEF | 20
FanKitchen ExhaustUpblast750 | SM | SM Equipment | Fans | Kitchen Exhaust Fan | KEF | KEF | H | Fan | FAN | Kitchen Exhaust | KEX | Upblast | UPB | 750 | CFM | H-FAN-KEX-UPB-750 |  | HFANKEF | 20
FanKitchen ExhaustUpblast7500 | SM | SM Equipment | Fans | Kitchen Exhaust Fan | KEF | KEF | H | Fan | FAN | Kitchen Exhaust | KEX | Upblast | UPB | 7500 | CFM | H-FAN-KEX-UPB-7500 |  | HFANKEF | 20
FanKitchen ExhaustUtility Set1000 | SM | SM Equipment | Fans | Kitchen Exhaust Fan | KEF | KEF | H | Fan | FAN | Kitchen Exhaust | KEX | Utility Set | UTY | 1000 | CFM | H-FAN-KEX-UTY-1000 |  | HFANKEF | 20
FanKitchen ExhaustUtility Set10000 | SM | SM Equipment | Fans | Kitchen Exhaust Fan | KEF | KEF | H | Fan | FAN | Kitchen Exhaust | KEX | Utility Set | UTY | 10000 | CFM | H-FAN-KEX-UTY-10000 |  | HFANKEF | 20
FanKitchen ExhaustUtility Set1500 | SM | SM Equipment | Fans | Kitchen Exhaust Fan | KEF | KEF | H | Fan | FAN | Kitchen Exhaust | KEX | Utility Set | UTY | 1500 | CFM | H-FAN-KEX-UTY-1500 |  | HFANKEF | 20
FanKitchen ExhaustUtility Set15000 | SM | SM Equipment | Fans | Kitchen Exhaust Fan | KEF | KEF | H | Fan | FAN | Kitchen Exhaust | KEX | Utility Set | UTY | 15000 | CFM | H-FAN-KEX-UTY-15000 |  | HFANKEF | 20
FanKitchen ExhaustUtility Set2000 | SM | SM Equipment | Fans | Kitchen Exhaust Fan | KEF | KEF | H | Fan | FAN | Kitchen Exhaust | KEX | Utility Set | UTY | 2000 | CFM | H-FAN-KEX-UTY-2000 |  | HFANKEF | 20
FanKitchen ExhaustUtility Set20000 | SM | SM Equipment | Fans | Kitchen Exhaust Fan | KEF | KEF | H | Fan | FAN | Kitchen Exhaust | KEX | Utility Set | UTY | 20000 | CFM | H-FAN-KEX-UTY-20000 |  | HFANKEF | 20
FanKitchen ExhaustUtility Set2500 | SM | SM Equipment | Fans | Kitchen Exhaust Fan | KEF | KEF | H | Fan | FAN | Kitchen Exhaust | KEX | Utility Set | UTY | 2500 | CFM | H-FAN-KEX-UTY-2500 |  | HFANKEF | 20
FanKitchen ExhaustUtility Set25000 | SM | SM Equipment | Fans | Kitchen Exhaust Fan | KEF | KEF | H | Fan | FAN | Kitchen Exhaust | KEX | Utility Set | UTY | 25000 | CFM | H-FAN-KEX-UTY-25000 |  | HFANKEF | 20
FanKitchen ExhaustUtility Set3000 | SM | SM Equipment | Fans | Kitchen Exhaust Fan | KEF | KEF | H | Fan | FAN | Kitchen Exhaust | KEX | Utility Set | UTY | 3000 | CFM | H-FAN-KEX-UTY-3000 |  | HFANKEF | 20
FanKitchen ExhaustUtility Set30000 | SM | SM Equipment | Fans | Kitchen Exhaust Fan | KEF | KEF | H | Fan | FAN | Kitchen Exhaust | KEX | Utility Set | UTY | 30000 | CFM | H-FAN-KEX-UTY-30000 |  | HFANKEF | 20
FanKitchen ExhaustUtility Set4000 | SM | SM Equipment | Fans | Kitchen Exhaust Fan | KEF | KEF | H | Fan | FAN | Kitchen Exhaust | KEX | Utility Set | UTY | 4000 | CFM | H-FAN-KEX-UTY-4000 |  | HFANKEF | 20
FanKitchen ExhaustUtility Set500 | SM | SM Equipment | Fans | Kitchen Exhaust Fan | KEF | KEF | H | Fan | FAN | Kitchen Exhaust | KEX | Utility Set | UTY | 500 | CFM | H-FAN-KEX-UTY-500 |  | HFANKEF | 20
FanKitchen ExhaustUtility Set5000 | SM | SM Equipment | Fans | Kitchen Exhaust Fan | KEF | KEF | H | Fan | FAN | Kitchen Exhaust | KEX | Utility Set | UTY | 5000 | CFM | H-FAN-KEX-UTY-5000 |  | HFANKEF | 20
FanKitchen ExhaustUtility Set6000 | SM | SM Equipment | Fans | Kitchen Exhaust Fan | KEF | KEF | H | Fan | FAN | Kitchen Exhaust | KEX | Utility Set | UTY | 6000 | CFM | H-FAN-KEX-UTY-6000 |  | HFANKEF | 20
FanKitchen ExhaustUtility Set750 | SM | SM Equipment | Fans | Kitchen Exhaust Fan | KEF | KEF | H | Fan | FAN | Kitchen Exhaust | KEX | Utility Set | UTY | 750 | CFM | H-FAN-KEX-UTY-750 |  | HFANKEF | 20
FanKitchen ExhaustUtility Set7500 | SM | SM Equipment | Fans | Kitchen Exhaust Fan | KEF | KEF | H | Fan | FAN | Kitchen Exhaust | KEX | Utility Set | UTY | 7500 | CFM | H-FAN-KEX-UTY-7500 |  | HFANKEF | 20
FanLab ExhaustUtility Set, High Plume10000 | SM | SM Equipment | Fans | Lab Exhaust Fan | LEF | IOEF | H | Fan | FAN | Lab Exhaust | LEX | Utility Set, High Plume | PLM | 10000 | CFM | H-FAN-LEX-PLM-10000 |  | HFANLEF | 20
FanLab ExhaustUtility Set, High Plume100000 | SM | SM Equipment | Fans | Lab Exhaust Fan | LEF | IOEF | H | Fan | FAN | Lab Exhaust | LEX | Utility Set, High Plume | PLM | 100000 | CFM | H-FAN-LEX-PLM-100000 |  | HFANLEF | 20
FanLab ExhaustUtility Set, High Plume120000 | SM | SM Equipment | Fans | Lab Exhaust Fan | LEF | IOEF | H | Fan | FAN | Lab Exhaust | LEX | Utility Set, High Plume | PLM | 120000 | CFM | H-FAN-LEX-PLM-120000 |  | HFANLEF | 20
FanLab ExhaustUtility Set, High Plume15000 | SM | SM Equipment | Fans | Lab Exhaust Fan | LEF | IOEF | H | Fan | FAN | Lab Exhaust | LEX | Utility Set, High Plume | PLM | 15000 | CFM | H-FAN-LEX-PLM-15000 |  | HFANLEF | 20
FanLab ExhaustUtility Set, High Plume20000 | SM | SM Equipment | Fans | Lab Exhaust Fan | LEF | IOEF | H | Fan | FAN | Lab Exhaust | LEX | Utility Set, High Plume | PLM | 20000 | CFM | H-FAN-LEX-PLM-20000 |  | HFANLEF | 20
FanLab ExhaustUtility Set, High Plume25000 | SM | SM Equipment | Fans | Lab Exhaust Fan | LEF | IOEF | H | Fan | FAN | Lab Exhaust | LEX | Utility Set, High Plume | PLM | 25000 | CFM | H-FAN-LEX-PLM-25000 |  | HFANLEF | 20
FanLab ExhaustUtility Set, High Plume30000 | SM | SM Equipment | Fans | Lab Exhaust Fan | LEF | IOEF | H | Fan | FAN | Lab Exhaust | LEX | Utility Set, High Plume | PLM | 30000 | CFM | H-FAN-LEX-PLM-30000 |  | HFANLEF | 20
FanLab ExhaustUtility Set, High Plume40000 | SM | SM Equipment | Fans | Lab Exhaust Fan | LEF | IOEF | H | Fan | FAN | Lab Exhaust | LEX | Utility Set, High Plume | PLM | 40000 | CFM | H-FAN-LEX-PLM-40000 |  | HFANLEF | 20
FanLab ExhaustUtility Set, High Plume5000 | SM | SM Equipment | Fans | Lab Exhaust Fan | LEF | IOEF | H | Fan | FAN | Lab Exhaust | LEX | Utility Set, High Plume | PLM | 5000 | CFM | H-FAN-LEX-PLM-5000 |  | HFANLEF | 20
FanLab ExhaustUtility Set, High Plume50000 | SM | SM Equipment | Fans | Lab Exhaust Fan | LEF | IOEF | H | Fan | FAN | Lab Exhaust | LEX | Utility Set, High Plume | PLM | 50000 | CFM | H-FAN-LEX-PLM-50000 |  | HFANLEF | 20
FanLab ExhaustUtility Set, High Plume60000 | SM | SM Equipment | Fans | Lab Exhaust Fan | LEF | IOEF | H | Fan | FAN | Lab Exhaust | LEX | Utility Set, High Plume | PLM | 60000 | CFM | H-FAN-LEX-PLM-60000 |  | HFANLEF | 20
FanLab ExhaustUtility Set, High Plume70000 | SM | SM Equipment | Fans | Lab Exhaust Fan | LEF | IOEF | H | Fan | FAN | Lab Exhaust | LEX | Utility Set, High Plume | PLM | 70000 | CFM | H-FAN-LEX-PLM-70000 |  | HFANLEF | 20
FanLab ExhaustUtility Set, High Plume7500 | SM | SM Equipment | Fans | Lab Exhaust Fan | LEF | IOEF | H | Fan | FAN | Lab Exhaust | LEX | Utility Set, High Plume | PLM | 7500 | CFM | H-FAN-LEX-PLM-7500 |  | HFANLEF | 20
FanLab ExhaustUtility Set, High Plume80000 | SM | SM Equipment | Fans | Lab Exhaust Fan | LEF | IOEF | H | Fan | FAN | Lab Exhaust | LEX | Utility Set, High Plume | PLM | 80000 | CFM | H-FAN-LEX-PLM-80000 |  | HFANLEF | 20
FanLab ExhaustUtility Set1000 | SM | SM Equipment | Fans | Lab Exhaust Fan | LEF | IOEF | H | Fan | FAN | Lab Exhaust | LEX | Utility Set | UTY | 1000 | CFM | H-FAN-LEX-UTY-1000 |  | HFANLEF | 20
FanLab ExhaustUtility Set10000 | SM | SM Equipment | Fans | Lab Exhaust Fan | LEF | IOEF | H | Fan | FAN | Lab Exhaust | LEX | Utility Set | UTY | 10000 | CFM | H-FAN-LEX-UTY-10000 |  | HFANLEF | 20
FanLab ExhaustUtility Set15000 | SM | SM Equipment | Fans | Lab Exhaust Fan | LEF | IOEF | H | Fan | FAN | Lab Exhaust | LEX | Utility Set | UTY | 15000 | CFM | H-FAN-LEX-UTY-15000 |  | HFANLEF | 20
FanLab ExhaustUtility Set2000 | SM | SM Equipment | Fans | Lab Exhaust Fan | LEF | IOEF | H | Fan | FAN | Lab Exhaust | LEX | Utility Set | UTY | 2000 | CFM | H-FAN-LEX-UTY-2000 |  | HFANLEF | 20
FanLab ExhaustUtility Set20000 | SM | SM Equipment | Fans | Lab Exhaust Fan | LEF | IOEF | H | Fan | FAN | Lab Exhaust | LEX | Utility Set | UTY | 20000 | CFM | H-FAN-LEX-UTY-20000 |  | HFANLEF | 20
FanLab ExhaustUtility Set25000 | SM | SM Equipment | Fans | Lab Exhaust Fan | LEF | IOEF | H | Fan | FAN | Lab Exhaust | LEX | Utility Set | UTY | 25000 | CFM | H-FAN-LEX-UTY-25000 |  | HFANLEF | 20
FanLab ExhaustUtility Set30000 | SM | SM Equipment | Fans | Lab Exhaust Fan | LEF | IOEF | H | Fan | FAN | Lab Exhaust | LEX | Utility Set | UTY | 30000 | CFM | H-FAN-LEX-UTY-30000 |  | HFANLEF | 20
FanLab ExhaustUtility Set40000 | SM | SM Equipment | Fans | Lab Exhaust Fan | LEF | IOEF | H | Fan | FAN | Lab Exhaust | LEX | Utility Set | UTY | 40000 | CFM | H-FAN-LEX-UTY-40000 |  | HFANLEF | 20
FanLab ExhaustUtility Set5000 | SM | SM Equipment | Fans | Lab Exhaust Fan | LEF | IOEF | H | Fan | FAN | Lab Exhaust | LEX | Utility Set | UTY | 5000 | CFM | H-FAN-LEX-UTY-5000 |  | HFANLEF | 20
FanLab ExhaustUtility Set50000 | SM | SM Equipment | Fans | Lab Exhaust Fan | LEF | IOEF | H | Fan | FAN | Lab Exhaust | LEX | Utility Set | UTY | 50000 | CFM | H-FAN-LEX-UTY-50000 |  | HFANLEF | 20
FanLab ExhaustUtility Set60000 | SM | SM Equipment | Fans | Lab Exhaust Fan | LEF | IOEF | H | Fan | FAN | Lab Exhaust | LEX | Utility Set | UTY | 60000 | CFM | H-FAN-LEX-UTY-60000 |  | HFANLEF | 20
FanLab ExhaustUtility Set70000 | SM | SM Equipment | Fans | Lab Exhaust Fan | LEF | IOEF | H | Fan | FAN | Lab Exhaust | LEX | Utility Set | UTY | 70000 | CFM | H-FAN-LEX-UTY-70000 |  | HFANLEF | 20
FanLab ExhaustUtility Set7500 | SM | SM Equipment | Fans | Lab Exhaust Fan | LEF | IOEF | H | Fan | FAN | Lab Exhaust | LEX | Utility Set | UTY | 7500 | CFM | H-FAN-LEX-UTY-7500 |  | HFANLEF | 20
FanLab ExhaustUtility Set80000 | SM | SM Equipment | Fans | Lab Exhaust Fan | LEF | IOEF | H | Fan | FAN | Lab Exhaust | LEX | Utility Set | UTY | 80000 | CFM | H-FAN-LEX-UTY-80000 |  | HFANLEF | 20
FanSmoke ExhaustInline1000 | SM | SM Equipment | Fans | Smoke Exhaust Fan | SEF | SEF | H | Fan | FAN | Smoke Exhaust | SMEX | Inline | INL | 1000 | CFM | H-FAN-SMEX-INL-1000 |  | HFANGEF | 15
FanSmoke ExhaustInline10000 | SM | SM Equipment | Fans | Smoke Exhaust Fan | SEF | SEF | H | Fan | FAN | Smoke Exhaust | SMEX | Inline | INL | 10000 | CFM | H-FAN-SMEX-INL-10000 |  | HFANGEF | 15
FanSmoke ExhaustInline100000 | SM | SM Equipment | Fans | Smoke Exhaust Fan | SEF | SEF | H | Fan | FAN | Smoke Exhaust | SMEX | Inline | INL | 100000 | CFM | H-FAN-SMEX-INL-100000 |  | HFANGEF | 15
FanSmoke ExhaustInline15000 | SM | SM Equipment | Fans | Smoke Exhaust Fan | SEF | SEF | H | Fan | FAN | Smoke Exhaust | SMEX | Inline | INL | 15000 | CFM | H-FAN-SMEX-INL-15000 |  | HFANGEF | 15
FanSmoke ExhaustInline2000 | SM | SM Equipment | Fans | Smoke Exhaust Fan | SEF | SEF | H | Fan | FAN | Smoke Exhaust | SMEX | Inline | INL | 2000 | CFM | H-FAN-SMEX-INL-2000 |  | HFANGEF | 15
FanSmoke ExhaustInline20000 | SM | SM Equipment | Fans | Smoke Exhaust Fan | SEF | SEF | H | Fan | FAN | Smoke Exhaust | SMEX | Inline | INL | 20000 | CFM | H-FAN-SMEX-INL-20000 |  | HFANGEF | 15
FanSmoke ExhaustInline25000 | SM | SM Equipment | Fans | Smoke Exhaust Fan | SEF | SEF | H | Fan | FAN | Smoke Exhaust | SMEX | Inline | INL | 25000 | CFM | H-FAN-SMEX-INL-25000 |  | HFANGEF | 15
FanSmoke ExhaustInline30000 | SM | SM Equipment | Fans | Smoke Exhaust Fan | SEF | SEF | H | Fan | FAN | Smoke Exhaust | SMEX | Inline | INL | 30000 | CFM | H-FAN-SMEX-INL-30000 |  | HFANGEF | 15
FanSmoke ExhaustInline40000 | SM | SM Equipment | Fans | Smoke Exhaust Fan | SEF | SEF | H | Fan | FAN | Smoke Exhaust | SMEX | Inline | INL | 40000 | CFM | H-FAN-SMEX-INL-40000 |  | HFANGEF | 15
FanSmoke ExhaustInline5000 | SM | SM Equipment | Fans | Smoke Exhaust Fan | SEF | SEF | H | Fan | FAN | Smoke Exhaust | SMEX | Inline | INL | 5000 | CFM | H-FAN-SMEX-INL-5000 |  | HFANGEF | 15
FanSmoke ExhaustInline50000 | SM | SM Equipment | Fans | Smoke Exhaust Fan | SEF | SEF | H | Fan | FAN | Smoke Exhaust | SMEX | Inline | INL | 50000 | CFM | H-FAN-SMEX-INL-50000 |  | HFANGEF | 15
FanSmoke ExhaustInline60000 | SM | SM Equipment | Fans | Smoke Exhaust Fan | SEF | SEF | H | Fan | FAN | Smoke Exhaust | SMEX | Inline | INL | 60000 | CFM | H-FAN-SMEX-INL-60000 |  | HFANGEF | 15
FanSmoke ExhaustInline7500 | SM | SM Equipment | Fans | Smoke Exhaust Fan | SEF | SEF | H | Fan | FAN | Smoke Exhaust | SMEX | Inline | INL | 7500 | CFM | H-FAN-SMEX-INL-7500 |  | HFANGEF | 15
FanSmoke ExhaustInline80000 | SM | SM Equipment | Fans | Smoke Exhaust Fan | SEF | SEF | H | Fan | FAN | Smoke Exhaust | SMEX | Inline | INL | 80000 | CFM | H-FAN-SMEX-INL-80000 |  | HFANGEF | 15
FanSmoke ExhaustUtility Set1000 | SM | SM Equipment | Fans | Smoke Exhaust Fan | SEF | SEF | H | Fan | FAN | Smoke Exhaust | SMEX | Utility Set | UTY | 1000 | CFM | H-FAN-SMEX-UTY-1000 |  | HFANGEF | 20
FanSmoke ExhaustUtility Set10000 | SM | SM Equipment | Fans | Smoke Exhaust Fan | SEF | SEF | H | Fan | FAN | Smoke Exhaust | SMEX | Utility Set | UTY | 10000 | CFM | H-FAN-SMEX-UTY-10000 |  | HFANGEF | 20
FanSmoke ExhaustUtility Set100000 | SM | SM Equipment | Fans | Smoke Exhaust Fan | SEF | SEF | H | Fan | FAN | Smoke Exhaust | SMEX | Utility Set | UTY | 100000 | CFM | H-FAN-SMEX-UTY-100000 |  | HFANGEF | 20
FanSmoke ExhaustUtility Set15000 | SM | SM Equipment | Fans | Smoke Exhaust Fan | SEF | SEF | H | Fan | FAN | Smoke Exhaust | SMEX | Utility Set | UTY | 15000 | CFM | H-FAN-SMEX-UTY-15000 |  | HFANGEF | 20
FanSmoke ExhaustUtility Set2000 | SM | SM Equipment | Fans | Smoke Exhaust Fan | SEF | SEF | H | Fan | FAN | Smoke Exhaust | SMEX | Utility Set | UTY | 2000 | CFM | H-FAN-SMEX-UTY-2000 |  | HFANGEF | 20
FanSmoke ExhaustUtility Set20000 | SM | SM Equipment | Fans | Smoke Exhaust Fan | SEF | SEF | H | Fan | FAN | Smoke Exhaust | SMEX | Utility Set | UTY | 20000 | CFM | H-FAN-SMEX-UTY-20000 |  | HFANGEF | 20
FanSmoke ExhaustUtility Set25000 | SM | SM Equipment | Fans | Smoke Exhaust Fan | SEF | SEF | H | Fan | FAN | Smoke Exhaust | SMEX | Utility Set | UTY | 25000 | CFM | H-FAN-SMEX-UTY-25000 |  | HFANGEF | 20
FanSmoke ExhaustUtility Set30000 | SM | SM Equipment | Fans | Smoke Exhaust Fan | SEF | SEF | H | Fan | FAN | Smoke Exhaust | SMEX | Utility Set | UTY | 30000 | CFM | H-FAN-SMEX-UTY-30000 |  | HFANGEF | 20
FanSmoke ExhaustUtility Set40000 | SM | SM Equipment | Fans | Smoke Exhaust Fan | SEF | SEF | H | Fan | FAN | Smoke Exhaust | SMEX | Utility Set | UTY | 40000 | CFM | H-FAN-SMEX-UTY-40000 |  | HFANGEF | 20
FanSmoke ExhaustUtility Set5000 | SM | SM Equipment | Fans | Smoke Exhaust Fan | SEF | SEF | H | Fan | FAN | Smoke Exhaust | SMEX | Utility Set | UTY | 5000 | CFM | H-FAN-SMEX-UTY-5000 |  | HFANGEF | 20
FanSmoke ExhaustUtility Set50000 | SM | SM Equipment | Fans | Smoke Exhaust Fan | SEF | SEF | H | Fan | FAN | Smoke Exhaust | SMEX | Utility Set | UTY | 50000 | CFM | H-FAN-SMEX-UTY-50000 |  | HFANGEF | 20
FanSmoke ExhaustUtility Set60000 | SM | SM Equipment | Fans | Smoke Exhaust Fan | SEF | SEF | H | Fan | FAN | Smoke Exhaust | SMEX | Utility Set | UTY | 60000 | CFM | H-FAN-SMEX-UTY-60000 |  | HFANGEF | 20
FanSmoke ExhaustUtility Set7500 | SM | SM Equipment | Fans | Smoke Exhaust Fan | SEF | SEF | H | Fan | FAN | Smoke Exhaust | SMEX | Utility Set | UTY | 7500 | CFM | H-FAN-SMEX-UTY-7500 |  | HFANGEF | 20
FanSmoke ExhaustUtility Set80000 | SM | SM Equipment | Fans | Smoke Exhaust Fan | SEF | SEF | H | Fan | FAN | Smoke Exhaust | SMEX | Utility Set | UTY | 80000 | CFM | H-FAN-SMEX-UTY-80000 |  | HFANGEF | 20
FanSupply FanInline1000 | SM | SM Equipment | Fans | Stairway Pressurization Fan | SPF | GEF | H | Fan | FAN | Supply Fan | STSU | Inline | INL | 1000 | CFM | H-FAN-STSU-INL-1000 |  | HFANGEF | 15
FanSupply FanInline10000 | SM | SM Equipment | Fans | Stairway Pressurization Fan | SPF | GEF | H | Fan | FAN | Supply Fan | STSU | Inline | INL | 10000 | CFM | H-FAN-STSU-INL-10000 |  | HFANGEF | 15
FanSupply FanInline100000 | SM | SM Equipment | Fans | Stairway Pressurization Fan | SPF | GEF | H | Fan | FAN | Supply Fan | STSU | Inline | INL | 100000 | CFM | H-FAN-STSU-INL-100000 |  | HFANGEF | 15
FanSupply FanInline15000 | SM | SM Equipment | Fans | Stairway Pressurization Fan | SPF | GEF | H | Fan | FAN | Supply Fan | STSU | Inline | INL | 15000 | CFM | H-FAN-STSU-INL-15000 |  | HFANGEF | 15
FanSupply FanInline2000 | SM | SM Equipment | Fans | Stairway Pressurization Fan | SPF | GEF | H | Fan | FAN | Supply Fan | STSU | Inline | INL | 2000 | CFM | H-FAN-STSU-INL-2000 |  | HFANGEF | 15
FanSupply FanInline20000 | SM | SM Equipment | Fans | Stairway Pressurization Fan | SPF | GEF | H | Fan | FAN | Supply Fan | STSU | Inline | INL | 20000 | CFM | H-FAN-STSU-INL-20000 |  | HFANGEF | 15
FanSupply FanInline25000 | SM | SM Equipment | Fans | Stairway Pressurization Fan | SPF | GEF | H | Fan | FAN | Supply Fan | STSU | Inline | INL | 25000 | CFM | H-FAN-STSU-INL-25000 |  | HFANGEF | 15
FanSupply FanInline30000 | SM | SM Equipment | Fans | Stairway Pressurization Fan | SPF | GEF | H | Fan | FAN | Supply Fan | STSU | Inline | INL | 30000 | CFM | H-FAN-STSU-INL-30000 |  | HFANGEF | 15
FanSupply FanInline40000 | SM | SM Equipment | Fans | Stairway Pressurization Fan | SPF | GEF | H | Fan | FAN | Supply Fan | STSU | Inline | INL | 40000 | CFM | H-FAN-STSU-INL-40000 |  | HFANGEF | 15
FanSupply FanInline5000 | SM | SM Equipment | Fans | Stairway Pressurization Fan | SPF | GEF | H | Fan | FAN | Supply Fan | STSU | Inline | INL | 5000 | CFM | H-FAN-STSU-INL-5000 |  | HFANGEF | 15
FanSupply FanInline50000 | SM | SM Equipment | Fans | Stairway Pressurization Fan | SPF | GEF | H | Fan | FAN | Supply Fan | STSU | Inline | INL | 50000 | CFM | H-FAN-STSU-INL-50000 |  | HFANGEF | 15
FanSupply FanInline60000 | SM | SM Equipment | Fans | Stairway Pressurization Fan | SPF | GEF | H | Fan | FAN | Supply Fan | STSU | Inline | INL | 60000 | CFM | H-FAN-STSU-INL-60000 |  | HFANGEF | 15
FanSupply FanInline7500 | SM | SM Equipment | Fans | Stairway Pressurization Fan | SPF | GEF | H | Fan | FAN | Supply Fan | STSU | Inline | INL | 7500 | CFM | H-FAN-STSU-INL-7500 |  | HFANGEF | 15
FanSupply FanInline80000 | SM | SM Equipment | Fans | Stairway Pressurization Fan | SPF | GEF | H | Fan | FAN | Supply Fan | STSU | Inline | INL | 80000 | CFM | H-FAN-STSU-INL-80000 |  | HFANGEF | 15
FanSupply FanUtility Set1000 | SM | SM Equipment | Fans | Stairway Pressurization Fan | SPF | GEF | H | Fan | FAN | Supply Fan | STSU | Utility Set | UTY | 1000 | CFM | H-FAN-STSU-UTY-1000 |  | HFANGEF | 20
FanSupply FanUtility Set10000 | SM | SM Equipment | Fans | Stairway Pressurization Fan | SPF | GEF | H | Fan | FAN | Supply Fan | STSU | Utility Set | UTY | 10000 | CFM | H-FAN-STSU-UTY-10000 |  | HFANGEF | 20
FanSupply FanUtility Set15000 | SM | SM Equipment | Fans | Stairway Pressurization Fan | SPF | GEF | H | Fan | FAN | Supply Fan | STSU | Utility Set | UTY | 15000 | CFM | H-FAN-STSU-UTY-15000 |  | HFANGEF | 20
FanSupply FanUtility Set2000 | SM | SM Equipment | Fans | Stairway Pressurization Fan | SPF | GEF | H | Fan | FAN | Supply Fan | STSU | Utility Set | UTY | 2000 | CFM | H-FAN-STSU-UTY-2000 |  | HFANGEF | 20
FanSupply FanUtility Set20000 | SM | SM Equipment | Fans | Stairway Pressurization Fan | SPF | GEF | H | Fan | FAN | Supply Fan | STSU | Utility Set | UTY | 20000 | CFM | H-FAN-STSU-UTY-20000 |  | HFANGEF | 20
FanSupply FanUtility Set25000 | SM | SM Equipment | Fans | Stairway Pressurization Fan | SPF | GEF | H | Fan | FAN | Supply Fan | STSU | Utility Set | UTY | 25000 | CFM | H-FAN-STSU-UTY-25000 |  | HFANGEF | 20
FanSupply FanUtility Set30000 | SM | SM Equipment | Fans | Stairway Pressurization Fan | SPF | GEF | H | Fan | FAN | Supply Fan | STSU | Utility Set | UTY | 30000 | CFM | H-FAN-STSU-UTY-30000 |  | HFANGEF | 20
FanSupply FanUtility Set40000 | SM | SM Equipment | Fans | Stairway Pressurization Fan | SPF | GEF | H | Fan | FAN | Supply Fan | STSU | Utility Set | UTY | 40000 | CFM | H-FAN-STSU-UTY-40000 |  | HFANGEF | 20
FanSupply FanUtility Set5000 | SM | SM Equipment | Fans | Stairway Pressurization Fan | SPF | GEF | H | Fan | FAN | Supply Fan | STSU | Utility Set | UTY | 5000 | CFM | H-FAN-STSU-UTY-5000 |  | HFANGEF | 20
FanSupply FanUtility Set50000 | SM | SM Equipment | Fans | Stairway Pressurization Fan | SPF | GEF | H | Fan | FAN | Supply Fan | STSU | Utility Set | UTY | 50000 | CFM | H-FAN-STSU-UTY-50000 |  | HFANGEF | 20
FanSupply FanUtility Set60000 | SM | SM Equipment | Fans | Stairway Pressurization Fan | SPF | GEF | H | Fan | FAN | Supply Fan | STSU | Utility Set | UTY | 60000 | CFM | H-FAN-STSU-UTY-60000 |  | HFANGEF | 20
FanSupply FanUtility Set7500 | SM | SM Equipment | Fans | Stairway Pressurization Fan | SPF | GEF | H | Fan | FAN | Supply Fan | STSU | Utility Set | UTY | 7500 | CFM | H-FAN-STSU-UTY-7500 |  | HFANGEF | 20
FanTransferInline1000 | SM | SM Equipment | Fans | Transfer Fan | TF | GEF | H | Fan | FAN | Transfer | TFR | Inline | INL | 1000 | CFM | H-FAN-TFR-INL-1000 |  | HFANGEF | 15
FanTransferInline10000 | SM | SM Equipment | Fans | Transfer Fan | TF | GEF | H | Fan | FAN | Transfer | TFR | Inline | INL | 10000 | CFM | H-FAN-TFR-INL-10000 |  | HFANGEF | 15
FanTransferInline1500 | SM | SM Equipment | Fans | Transfer Fan | TF | GEF | H | Fan | FAN | Transfer | TFR | Inline | INL | 1500 | CFM | H-FAN-TFR-INL-1500 |  | HFANGEF | 15
FanTransferInline15000 | SM | SM Equipment | Fans | Transfer Fan | TF | GEF | H | Fan | FAN | Transfer | TFR | Inline | INL | 15000 | CFM | H-FAN-TFR-INL-15000 |  | HFANGEF | 15
FanTransferInline2000 | SM | SM Equipment | Fans | Transfer Fan | TF | GEF | H | Fan | FAN | Transfer | TFR | Inline | INL | 2000 | CFM | H-FAN-TFR-INL-2000 |  | HFANGEF | 15
FanTransferInline20000 | SM | SM Equipment | Fans | Transfer Fan | TF | GEF | H | Fan | FAN | Transfer | TFR | Inline | INL | 20000 | CFM | H-FAN-TFR-INL-20000 |  | HFANGEF | 15
FanTransferInline2500 | SM | SM Equipment | Fans | Transfer Fan | TF | GEF | H | Fan | FAN | Transfer | TFR | Inline | INL | 2500 | CFM | H-FAN-TFR-INL-2500 |  | HFANGEF | 15
FanTransferInline25000 | SM | SM Equipment | Fans | Transfer Fan | TF | GEF | H | Fan | FAN | Transfer | TFR | Inline | INL | 25000 | CFM | H-FAN-TFR-INL-25000 |  | HFANGEF | 15
FanTransferInline3000 | SM | SM Equipment | Fans | Transfer Fan | TF | GEF | H | Fan | FAN | Transfer | TFR | Inline | INL | 3000 | CFM | H-FAN-TFR-INL-3000 |  | HFANGEF | 15
FanTransferInline30000 | SM | SM Equipment | Fans | Transfer Fan | TF | GEF | H | Fan | FAN | Transfer | TFR | Inline | INL | 30000 | CFM | H-FAN-TFR-INL-30000 |  | HFANGEF | 15
FanTransferInline4000 | SM | SM Equipment | Fans | Transfer Fan | TF | GEF | H | Fan | FAN | Transfer | TFR | Inline | INL | 4000 | CFM | H-FAN-TFR-INL-4000 |  | HFANGEF | 15
FanTransferInline500 | SM | SM Equipment | Fans | Transfer Fan | TF | GEF | H | Fan | FAN | Transfer | TFR | Inline | INL | 500 | CFM | H-FAN-TFR-INL-500 |  | HFANGEF | 15
FanTransferInline5000 | SM | SM Equipment | Fans | Transfer Fan | TF | GEF | H | Fan | FAN | Transfer | TFR | Inline | INL | 5000 | CFM | H-FAN-TFR-INL-5000 |  | HFANGEF | 15
FanTransferInline6000 | SM | SM Equipment | Fans | Transfer Fan | TF | GEF | H | Fan | FAN | Transfer | TFR | Inline | INL | 6000 | CFM | H-FAN-TFR-INL-6000 |  | HFANGEF | 15
FanTransferInline750 | SM | SM Equipment | Fans | Transfer Fan | TF | GEF | H | Fan | FAN | Transfer | TFR | Inline | INL | 750 | CFM | H-FAN-TFR-INL-750 |  | HFANGEF | 15
FanTransferInline7500 | SM | SM Equipment | Fans | Transfer Fan | TF | GEF | H | Fan | FAN | Transfer | TFR | Inline | INL | 7500 | CFM | H-FAN-TFR-INL-7500 |  | HFANGEF | 15
FixtureDomestic WaterBottle Filling Station | PL | Fixtures | Fixtures | Bottle Filling Station | BFS | DMW/WV | P | Fixture | FIX | Domestic Water | DMW | Bottle Filling Station | BFS |  | nan | P-FIX-DMW-BFS- |  | nan | 20
FixtureDomestic WaterClinical Service Sink | PL | Fixtures | Fixtures | Clinical Service Sink | CSS | DMW/WV | P | Fixture | FIX | Domestic Water | DMW | Clinical Service Sink | CSS |  | nan | P-FIX-DMW-CSS- |  | nan | 25
FixtureDomestic WaterElectric Water Cooler | PL | Fixtures | Fixtures | Electric Water Cooler | EWC | DMW/WV | P | Fixture | FIX | Domestic Water | DMW | Electric Water Cooler | EWC |  | nan | P-FIX-DMW-EWC- |  | nan | 20
FixtureDomestic WaterEmergency Eye Wash | PL | Fixtures | Fixtures | Emergency Eye Wash | EEW | DMW/WV | P | Fixture | FIX | Domestic Water | DMW | Emergency Eye Wash | EEW |  | nan | P-FIX-DMW-EEW- |  | nan | 20
FixtureDomestic WaterEmergency Eye Wash/Shower | PL | Fixtures | Fixtures | Emergency Eye Wash/Shower | EEWS | DMW/WV | P | Fixture | FIX | Domestic Water | DMW | Emergency Eye Wash/Shower | EEWS |  | nan | P-FIX-DMW-EEWS- |  | nan | 20
FixtureDomestic WaterEmergency Shower | PL | Fixtures | Fixtures | Emergency Shower | ESHR | DMW/WV | P | Fixture | FIX | Domestic Water | DMW | Emergency Shower | ESHR |  | nan | P-FIX-DMW-ESHR- |  | nan | 20
FixtureDomestic WaterGrooming Tub | PL | Fixtures | Fixtures | Grooming Tub | GT | DMW/WV | P | Fixture | FIX | Domestic Water | DMW | Grooming Tub | GT |  | nan | P-FIX-DMW-GT- |  | nan | 20
FixtureDomestic WaterHose Bib | PL | Fixtures | Fixtures | Hose Bib | HB | DMW | P | Fixture | FIX | Domestic Water | DMW | Hose Bib | HB |  | nan | P-FIX-DMW-HB- |  | nan | 20
FixtureDomestic WaterIce Maker Box | PL | Fixtures | Fixtures | Ice Maker Box | IMB | DMW | P | Fixture | FIX | Domestic Water | DMW | Ice Maker Box | IMB |  | nan | P-FIX-DMW-IMB- |  | nan | 25
FixtureDomestic WaterKitchen Sink | PL | Fixtures | Fixtures | Kitchen Sink | KS | DMW/WV | P | Fixture | FIX | Domestic Water | DMW | Kitchen Sink | KS |  | nan | P-FIX-DMW-KS- |  | nan | 25
FixtureDomestic WaterLavatory | PL | Fixtures | Fixtures | Lavatory | LAV | DMW/WV | P | Fixture | FIX | Domestic Water | DMW | Lavatory | LAV |  | nan | P-FIX-DMW-LAV- |  | nan | 25
FixtureDomestic WaterMixing Valve | PL | Fixtures | Fixtures | Mixing Valve | MV | Other | P | Fixture | FIX | Domestic Water | DMW | Mixing Valve | MV |  | nan | P-FIX-DMW-MV- |  | nan | 25
FixtureDomestic WaterMop Sink Basin | PL | Fixtures | Fixtures | Mop Sink Basin | MSB | DMW/WV | P | Fixture | FIX | Domestic Water | DMW | Mop Sink Basin | MSB |  | nan | P-FIX-DMW-MSB- |  | nan | 25
FixtureDomestic WaterRoof Hydrant | PL | Fixtures | Fixtures | Roof Hydrant | RH | DMW | P | Fixture | FIX | Domestic Water | DMW | Roof Hydrant | RH |  | nan | P-FIX-DMW-RH- |  | nan | 25
FixtureDomestic WaterService Sink | PL | Fixtures | Fixtures | Service Sink | SS | DMW/WV | P | Fixture | FIX | Domestic Water | DMW | Service Sink | SS |  | nan | P-FIX-DMW-SS- |  | nan | 25
FixtureDomestic WaterShower | PL | Fixtures | Fixtures | Shower | SHR | DMW/WV | P | Fixture | FIX | Domestic Water | DMW | Shower | SHR |  | nan | P-FIX-DMW-SHR- |  | nan | 20
FixtureDomestic WaterSink | PL | Fixtures | Fixtures | Sink | SK | DMW/WV | P | Fixture | FIX | Domestic Water | DMW | Sink | SK |  | nan | P-FIX-DMW-SK- |  | nan | 25
FixtureDomestic WaterUrinal | PL | Fixtures | Fixtures | Urinal | UR | DMW/WV | P | Fixture | FIX | Domestic Water | DMW | Urinal | UR |  | nan | P-FIX-DMW-UR- |  | nan | 25
FixtureDomestic WaterUtility Tub | PL | Fixtures | Fixtures | Utility Tub | UT | DMW/WV | P | Fixture | FIX | Domestic Water | DMW | Utility Tub | UT |  | nan | P-FIX-DMW-UT- |  | nan | 25
FixtureDomestic WaterWall Box | PL | Fixtures | Fixtures | Wall Box | WB | DMW | P | Fixture | FIX | Domestic Water | DMW | Wall Box | WB |  | nan | P-FIX-DMW-WB- |  | nan | 25
FixtureDomestic WaterWall Hydrant | PL | Fixtures | Fixtures | Wall Hydrant | WH | DMW | P | Fixture | FIX | Domestic Water | DMW | Wall Hydrant | WH |  | nan | P-FIX-DMW-WH- |  | nan | 25
FixtureDomestic WaterWash Fountain | PL | Fixtures | Fixtures | Wash Fountain | WF | DMW/WV | P | Fixture | FIX | Domestic Water | DMW | Wash Fountain | WF |  | nan | P-FIX-DMW-WF- |  | nan | 25
FixtureDomestic WaterWasher Wall Box | PL | Fixtures | Fixtures | Washer Wall Box | WWB | DMW | P | Fixture | FIX | Domestic Water | DMW | Washer Wall Box | WWB |  | nan | P-FIX-DMW-WWB- |  | nan | 25
FixtureDomestic WaterWater Closet | PL | Fixtures | Fixtures | Water Closet | WC | DMW/WV | P | Fixture | FIX | Domestic Water | DMW | Water Closet | WC |  | nan | P-FIX-DMW-WC- |  | nan | 25
FixtureDomestic WaterWater Hammer Arrestor | PL | Fixtures | Fixtures | Water Hammer Arrestor | WHA | Other | P | Fixture | FIX | Domestic Water | DMW | Water Hammer Arrestor | WHA |  | nan | P-FIX-DMW-WHA- |  | nan | 20
FixtureOtherAccess Panel | PL | Fixtures | Fixtures | Access Panel | AP | Other | P | Fixture | FIX | Other | OTH | Access Panel | AP |  | nan | P-FIX-OTH-AP- |  | nan | 25
FixtureRoof DrainsArea Drain | PL | Fixtures | Fixtures | Area Drain | AD | RD/ORD | P | Fixture | FIX | Roof Drains | RD | Area Drain | AD |  | nan | P-FIX-RD-AD- |  | nan | 25
FixtureRoof DrainsDeck Drain | PL | Fixtures | Fixtures | Deck Drain | DD | RD/ORD | P | Fixture | FIX | Roof Drains | RD | Deck Drain | DD |  | nan | P-FIX-RD-DD- |  | nan | 25
FixtureRoof DrainsDownspout/Conductor Nozzle | PL | Fixtures | Fixtures | Downspout/Conductor Nozzle | DSN | DSN | P | Fixture | FIX | Roof Drains | RD | Downspout/Conductor Nozzle | DSN |  | nan | P-FIX-RD-DSN- |  | nan | 25
FixtureRoof DrainsLambs Tongue | PL | Fixtures | Fixtures | Lambs Tongue | RDO | DSN | P | Fixture | FIX | Roof Drains | RD | Lambs Tongue | RDO |  | nan | P-FIX-RD-RDO- |  | nan | 25
FixtureRoof DrainsOverflow Drain | PL | Fixtures | Fixtures | Overflow Drain | OD | RD/ORD | P | Fixture | FIX | Roof Drains | RD | Overflow Drain | OD |  | nan | P-FIX-RD-OD- |  | nan | 20
FixtureRoof DrainsOverflow Roof Drain | PL | Fixtures | Fixtures | Overflow Roof Drain | ORD | RD/ORD | P | Fixture | FIX | Roof Drains | RD | Overflow Roof Drain | ORD |  | nan | P-FIX-RD-ORD- |  | nan | 20
FixtureRoof DrainsRoof Drain | PL | Fixtures | Fixtures | Roof Drain | RD | RD/ORD | P | Fixture | FIX | Roof Drains | RD | Roof Drain | RD |  | nan | P-FIX-RD-RD- |  | nan | 20
FixtureRoof DrainsRoof Drain Outlet | PL | Fixtures | Fixtures | Roof Drain Outlet | RDO | DSN | P | Fixture | FIX | Roof Drains | RD | Roof Drain Outlet | RDO |  | nan | P-FIX-RD-RDO- |  | nan | 20
FixtureWaste & VentAir Admittance Valve | PL | Fixtures | Fixtures | Air Admittance Valve | AAV | WV | P | Fixture | FIX | Waste & Vent | WV | Air Admittance Valve | AAV |  | nan | P-FIX-WV-AAV- |  | nan | 15
FixtureWaste & VentFloor Clean Out | PL | Fixtures | Fixtures | Floor Clean Out | FCO | WV | P | Fixture | FIX | Waste & Vent | WV | Floor Clean Out | FCO |  | nan | P-FIX-WV-FCO- |  | nan | 25
FixtureWaste & VentFloor Drain | PL | Fixtures | Fixtures | Floor Drain | FD | WV | P | Fixture | FIX | Waste & Vent | WV | Floor Drain | FD |  | nan | P-FIX-WV-FD- |  | nan | 25
FixtureWaste & VentFloor Sink | PL | Fixtures | Fixtures | Floor Sink | FS | WV | P | Fixture | FIX | Waste & Vent | WV | Floor Sink | FS |  | nan | P-FIX-WV-FS- |  | nan | 25
FixtureWaste & VentGarbage Disposal | PL | Fixtures | Fixtures | Garbage Disposal | GD | WV | P | Fixture | FIX | Waste & Vent | WV | Garbage Disposal | GD |  | nan | P-FIX-WV-GD- |  | nan | 15
FixtureWaste & VentGrade Clean Out | PL | Fixtures | Fixtures | Grade Clean Out | GCO | WV | P | Fixture | FIX | Waste & Vent | WV | Grade Clean Out | GCO |  | nan | P-FIX-WV-GCO- |  | nan | 25
FixtureWaste & VentHub Drain | PL | Fixtures | Fixtures | Hub Drain | HD | WV | P | Fixture | FIX | Waste & Vent | WV | Hub Drain | HD |  | nan | P-FIX-WV-HD- |  | nan | 25
FixtureWaste & VentTrench Drain | PL | Fixtures | Fixtures | Trench Drain | TD | WV | P | Fixture | FIX | Waste & Vent | WV | Trench Drain | TD |  | nan | P-FIX-WV-TD- |  | nan | 25
FixtureWaste & VentWall Clean Out | PL | Fixtures | Fixtures | Wall Clean Out | WCO | WV | P | Fixture | FIX | Waste & Vent | WV | Wall Clean Out | WCO |  | nan | P-FIX-WV-WCO- |  | nan | 25
FixtureWaste & VentYard Clean Out | PL | Fixtures | Fixtures | Yard Clean Out | YCO | WV | P | Fixture | FIX | Waste & Vent | WV | Yard Clean Out | YCO |  | nan | P-FIX-WV-YCO- |  | nan | 25
FurnaceElectricAll120 | SM | Air Handling System Terminal Equipment | Terminal Equipment | Furnace | FUR | Other | H | Furnace | FUR | Electric | ELE | All | nan | 120 | MBH | H-FUR-ELE--120 |  | HFURELE | 15
FurnaceElectricAll250 | SM | Air Handling System Terminal Equipment | Terminal Equipment | Furnace | FUR | Other | H | Furnace | FUR | Electric | ELE | All | nan | 250 | MBH | H-FUR-ELE--250 |  | HFURELE | 15
FurnaceElectricAll60 | SM | Air Handling System Terminal Equipment | Terminal Equipment | Furnace | FUR | Other | H | Furnace | FUR | Electric | ELE | All | nan | 60 | MBH | H-FUR-ELE--60 |  | HFURELE | 15
FurnaceGas-FiredAll120 | SM | Air Handling System Terminal Equipment | Terminal Equipment | Furnace | FUR | Other | H | Furnace | FUR | Gas-Fired | GAS | All | nan | 120 | MBH | H-FUR-GAS--120 |  | HFURGAS | 18
FurnaceGas-FiredAll250 | SM | Air Handling System Terminal Equipment | Terminal Equipment | Furnace | FUR | Other | H | Furnace | FUR | Gas-Fired | GAS | All | nan | 250 | MBH | H-FUR-GAS--250 |  | HFURGAS | 18
FurnaceGas-FiredAll60 | SM | Air Handling System Terminal Equipment | Terminal Equipment | Furnace | FUR | Other | H | Furnace | FUR | Gas-Fired | GAS | All | nan | 60 | MBH | H-FUR-GAS--60 |  | HFURGAS | 18
Glycol FeederAllAll120 | PF | Chiller Plant, Cooling Tower Plant, Hot Water Boiler Plant | Chilled, Condenser, Heating Water | Glycol Feeder | GF | GF | H | Glycol Feeder | GF | All | nan | All | nan | 120 | GAL | H-GF---120 |  | HGF | 20
Glycol FeederAllAll30 | PF | Chiller Plant, Cooling Tower Plant, Hot Water Boiler Plant | Chilled, Condenser, Heating Water | Glycol Feeder | GF | GF | H | Glycol Feeder | GF | All | nan | All | nan | 30 | GAL | H-GF---30 |  | HGF | 20
Glycol FeederAllAll60 | PF | Chiller Plant, Cooling Tower Plant, Hot Water Boiler Plant | Chilled, Condenser, Heating Water | Glycol Feeder | GF | GF | H | Glycol Feeder | GF | All | nan | All | nan | 60 | GAL | H-GF---60 |  | HGF | 20
Grease InterceptorGrease InterceptorAll2 | PL | Sanitary Equipment | Sanitary Waste | Grease Interceptor | GI | GI | P | Grease Interceptor | TNK | Grease Interceptor | GI | All | nan | 2 | INCHES | P-TNK-GI--2 |  | PTNKINT | 20
Grease InterceptorGrease InterceptorAll3 | PL | Sanitary Equipment | Sanitary Waste | Grease Interceptor | GI | GI | P | Grease Interceptor | TNK | Grease Interceptor | GI | All | nan | 3 | INCHES | P-TNK-GI--3 |  | PTNKINT | 20
Grease InterceptorGrease InterceptorAll4 | PL | Sanitary Equipment | Sanitary Waste | Grease Interceptor | GI | GI | P | Grease Interceptor | TNK | Grease Interceptor | GI | All | nan | 4 | INCHES | P-TNK-GI--4 |  | PTNKINT | 20
Grease InterceptorGrease InterceptorAll6 | PL | Sanitary Equipment | Sanitary Waste | Grease Interceptor | GI | GI | P | Grease Interceptor | TNK | Grease Interceptor | GI | All | nan | 6 | INCHES | P-TNK-GI--6 |  | PTNKINT | 20
Grease TrapGrease TrapPolyethylene2 | PL | Sanitary Equipment | Sanitary Waste | Grease Trap | GT | GI | P | Grease Trap | TNK | Grease Trap | GT | Polyethylene | PLY | 2 | GAL | P-TNK-GT-PLY-2 |  | PTNKGT | 20
Grease TrapGrease TrapPolyethylene3 | PL | Sanitary Equipment | Sanitary Waste | Grease Trap | GT | GI | P | Grease Trap | TNK | Grease Trap | GT | Polyethylene | PLY | 3 | GAL | P-TNK-GT-PLY-3 |  | PTNKGT | 20
Grease TrapGrease TrapPolyethylene4 | PL | Sanitary Equipment | Sanitary Waste | Grease Trap | GT | GI | P | Grease Trap | TNK | Grease Trap | GT | Polyethylene | PLY | 4 | GAL | P-TNK-GT-PLY-4 |  | PTNKGT | 20
Grease TrapGrease TrapSteel2 | PL | Sanitary Equipment | Sanitary Waste | Grease Trap | GT | GI | P | Grease Trap | TNK | Grease Trap | GT | Steel | STL | 2 | GAL | P-TNK-GT-STL-2 |  | PTNKGT | 20
Grease TrapGrease TrapSteel3 | PL | Sanitary Equipment | Sanitary Waste | Grease Trap | GT | GI | P | Grease Trap | TNK | Grease Trap | GT | Steel | STL | 3 | GAL | P-TNK-GT-STL-3 |  | PTNKGT | 20
Grease TrapGrease TrapSteel4 | PL | Sanitary Equipment | Sanitary Waste | Grease Trap | GT | GI | P | Grease Trap | TNK | Grease Trap | GT | Steel | STL | 4 | GAL | P-TNK-GT-STL-4 |  | PTNKGT | 20
Heat Exchanger - Refrig.AllShell and Tube100 | REF | Refrigeration Equipment | Refrigeration | Heat Exchanger | nan | nan | R | Heat Exchanger - Refrig. | HX | All | nan | Shell and Tube | ST | 100 | TONS | R-HX--ST-100 |  | RHXST | 25
Heat Exchanger - Refrig.AllShell and Tube200 | REF | Refrigeration Equipment | Refrigeration | Heat Exchanger | nan | nan | R | Heat Exchanger - Refrig. | HX | All | nan | Shell and Tube | ST | 200 | TONS | R-HX--ST-200 |  | RHXST | 25
Heat Exchanger - Refrig.AllShell and Tube300 | REF | Refrigeration Equipment | Refrigeration | Heat Exchanger | nan | nan | R | Heat Exchanger - Refrig. | HX | All | nan | Shell and Tube | ST | 300 | TONS | R-HX--ST-300 |  | RHXST | 25
Heat Exchanger - Refrig.AllShell and Tube400 | REF | Refrigeration Equipment | Refrigeration | Heat Exchanger | nan | nan | R | Heat Exchanger - Refrig. | HX | All | nan | Shell and Tube | ST | 400 | TONS | R-HX--ST-400 |  | RHXST | 25
Heat Exchanger - Refrig.AllShell and Tube50 | REF | Refrigeration Equipment | Refrigeration | Heat Exchanger | nan | nan | R | Heat Exchanger - Refrig. | HX | All | nan | Shell and Tube | ST | 50 | TONS | R-HX--ST-50 |  | RHXST | 25
Heat Exchanger - Refrig.AllShell and Tube500 | REF | Refrigeration Equipment | Refrigeration | Heat Exchanger | nan | nan | R | Heat Exchanger - Refrig. | HX | All | nan | Shell and Tube | ST | 500 | TONS | R-HX--ST-500 |  | RHXST | 25
Heat ExchangerHydronicPlate and Frame1000 | PF | Chiller Plant, Cooling Tower Plant, Hot Water Boiler Plant | Chilled, Condenser, Heating Water | Heat Exchanger | CWHX | CWHX | H | Heat Exchanger | HX | Hydronic | HYD | Plate and Frame | PF | 1000 | GPM | H-HX-HYD-PF-1000 |  | HHXHYDPF | 20
Heat ExchangerHydronicPlate and Frame2500 | PF | Chiller Plant, Cooling Tower Plant, Hot Water Boiler Plant | Chilled, Condenser, Heating Water | Heat Exchanger | CWHX | CWHX | H | Heat Exchanger | HX | Hydronic | HYD | Plate and Frame | PF | 2500 | GPM | H-HX-HYD-PF-2500 |  | HHXHYDPF | 20
Heat ExchangerHydronicPlate and Frame300 | PF | Chiller Plant, Cooling Tower Plant, Hot Water Boiler Plant | Chilled, Condenser, Heating Water | Heat Exchanger | CWHX | CWHX | H | Heat Exchanger | HX | Hydronic | HYD | Plate and Frame | PF | 300 | GPM | H-HX-HYD-PF-300 |  | HHXHYDPF | 20
Heat ExchangerHydronicPlate and Frame50 | PF | Chiller Plant, Cooling Tower Plant, Hot Water Boiler Plant | Chilled, Condenser, Heating Water | Heat Exchanger | CWHX | CWHX | H | Heat Exchanger | HX | Hydronic | HYD | Plate and Frame | PF | 50 | GPM | H-HX-HYD-PF-50 |  | HHXHYDPF | 20
Heat ExchangerHydronicPlate and Frame5000 | PF | Chiller Plant, Cooling Tower Plant, Hot Water Boiler Plant | Chilled, Condenser, Heating Water | Heat Exchanger | CWHX | CWHX | H | Heat Exchanger | HX | Hydronic | HYD | Plate and Frame | PF | 5000 | GPM | H-HX-HYD-PF-5000 |  | HHXHYDPF | 20
Heat ExchangerHydronicPlate and Frame8000 | PF | Chiller Plant, Cooling Tower Plant, Hot Water Boiler Plant | Chilled, Condenser, Heating Water | Heat Exchanger | CWHX | CWHX | H | Heat Exchanger | HX | Hydronic | HYD | Plate and Frame | PF | 8000 | GPM | H-HX-HYD-PF-8000 |  | HHXHYDPF | 20
Heat ExchangerHydronicSHARC3000 | PF | Chiller Plant, Cooling Tower Plant, Hot Water Boiler Plant | Chilled, Condenser, Heating Water | Heat Exchanger | CWHX | CWHX | H | Heat Exchanger | HX | Hydronic | HYD | SHARC | SHC | 3000 | GPM | H-HX-HYD-SHC-3000 |  | HHXHYDOTH | 20
Heat ExchangerHydronicSHARC5000 | PF | Chiller Plant, Cooling Tower Plant, Hot Water Boiler Plant | Chilled, Condenser, Heating Water | Heat Exchanger | CWHX | CWHX | H | Heat Exchanger | HX | Hydronic | HYD | SHARC | SHC | 5000 | GPM | H-HX-HYD-SHC-5000 |  | HHXHYDOTH | 20
Heat ExchangerHydronicShell and Tube1000 | PF | Chiller Plant, Cooling Tower Plant, Hot Water Boiler Plant | Chilled, Condenser, Heating Water | Heat Exchanger | CWHX | CWHX | H | Heat Exchanger | HX | Hydronic | HYD | Shell and Tube | ST | 1000 | GPM | H-HX-HYD-ST-1000 |  | HHXHYDST | 24
Heat ExchangerHydronicShell and Tube2500 | PF | Chiller Plant, Cooling Tower Plant, Hot Water Boiler Plant | Chilled, Condenser, Heating Water | Heat Exchanger | CWHX | CWHX | H | Heat Exchanger | HX | Hydronic | HYD | Shell and Tube | ST | 2500 | GPM | H-HX-HYD-ST-2500 |  | HHXHYDST | 24
Heat ExchangerHydronicShell and Tube300 | PF | Chiller Plant, Cooling Tower Plant, Hot Water Boiler Plant | Chilled, Condenser, Heating Water | Heat Exchanger | CWHX | CWHX | H | Heat Exchanger | HX | Hydronic | HYD | Shell and Tube | ST | 300 | GPM | H-HX-HYD-ST-300 |  | HHXHYDST | 24
Heat ExchangerHydronicShell and Tube50 | PF | Chiller Plant, Cooling Tower Plant, Hot Water Boiler Plant | Chilled, Condenser, Heating Water | Heat Exchanger | CWHX | CWHX | H | Heat Exchanger | HX | Hydronic | HYD | Shell and Tube | ST | 50 | GPM | H-HX-HYD-ST-50 |  | HHXHYDST | 24
Heat ExchangerHydronicShell and Tube5000 | PF | Chiller Plant, Cooling Tower Plant, Hot Water Boiler Plant | Chilled, Condenser, Heating Water | Heat Exchanger | CWHX | CWHX | H | Heat Exchanger | HX | Hydronic | HYD | Shell and Tube | ST | 5000 | GPM | H-HX-HYD-ST-5000 |  | HHXHYDST | 24
Heat ExchangerHydronicShell and Tube8000 | PF | Chiller Plant, Cooling Tower Plant, Hot Water Boiler Plant | Chilled, Condenser, Heating Water | Heat Exchanger | CWHX | CWHX | H | Heat Exchanger | HX | Hydronic | HYD | Shell and Tube | ST | 8000 | GPM | H-HX-HYD-ST-8000 |  | HHXHYDST | 24
Heat ExchangerSteamShell and Tube1000 | PF | Steam Boiler Plant | Steam | Heat Exchanger | STHX | STHX | H | Heat Exchanger | HX | Steam | STM | Shell and Tube | ST | 1000 | GPM | H-HX-STM-ST-1000 |  | HHXSTMST | 24
Heat ExchangerSteamShell and Tube2500 | PF | Steam Boiler Plant | Steam | Heat Exchanger | STHX | STHX | H | Heat Exchanger | HX | Steam | STM | Shell and Tube | ST | 2500 | GPM | H-HX-STM-ST-2500 |  | HHXSTMST | 24
Heat ExchangerSteamShell and Tube300 | PF | Steam Boiler Plant | Steam | Heat Exchanger | STHX | STHX | H | Heat Exchanger | HX | Steam | STM | Shell and Tube | ST | 300 | GPM | H-HX-STM-ST-300 |  | HHXSTMST | 24
Heat ExchangerSteamShell and Tube50 | PF | Steam Boiler Plant | Steam | Heat Exchanger | STHX | STHX | H | Heat Exchanger | HX | Steam | STM | Shell and Tube | ST | 50 | GPM | H-HX-STM-ST-50 |  | HHXSTMST | 24
Heat ExchangerSteamShell and Tube5000 | PF | Steam Boiler Plant | Steam | Heat Exchanger | STHX | STHX | H | Heat Exchanger | HX | Steam | STM | Shell and Tube | ST | 5000 | GPM | H-HX-STM-ST-5000 |  | HHXSTMST | 24
Heat PumpAir CooledHorizontal10 | SM | Air Handling System Terminal Equipment | Terminal Equipment | Heat Pump | HP | HP | H | Heat Pump | HP | Air Cooled | AIR | Horizontal | HOR | 10 | TONS | H-HP-AIR-HOR-10 |  | HHPAIRHOR | 15
Heat PumpAir CooledHorizontal20 | SM | Air Handling System Terminal Equipment | Terminal Equipment | Heat Pump | HP | HP | H | Heat Pump | HP | Air Cooled | AIR | Horizontal | HOR | 20 | TONS | H-HP-AIR-HOR-20 |  | HHPAIRHOR | 15
Heat PumpAir CooledHorizontal40 | SM | Air Handling System Terminal Equipment | Terminal Equipment | Heat Pump | HP | HP | H | Heat Pump | HP | Air Cooled | AIR | Horizontal | HOR | 40 | TONS | H-HP-AIR-HOR-40 |  | HHPAIRHOR | 15
Heat PumpAir CooledHorizontal5 | SM | Air Handling System Terminal Equipment | Terminal Equipment | Heat Pump | HP | HP | H | Heat Pump | HP | Air Cooled | AIR | Horizontal | HOR | 5 | TONS | H-HP-AIR-HOR-5 |  | HHPAIRHOR | 15
Heat PumpAir CooledVertical10 | SM | Air Handling System Terminal Equipment | Terminal Equipment | Heat Pump | HP | HP | H | Heat Pump | HP | Air Cooled | AIR | Vertical | VER | 10 | TONS | H-HP-AIR-VER-10 |  | HHPAIRVER | 15
Heat PumpAir CooledVertical20 | SM | Air Handling System Terminal Equipment | Terminal Equipment | Heat Pump | HP | HP | H | Heat Pump | HP | Air Cooled | AIR | Vertical | VER | 20 | TONS | H-HP-AIR-VER-20 |  | HHPAIRVER | 15
Heat PumpAir CooledVertical40 | SM | Air Handling System Terminal Equipment | Terminal Equipment | Heat Pump | HP | HP | H | Heat Pump | HP | Air Cooled | AIR | Vertical | VER | 40 | TONS | H-HP-AIR-VER-40 |  | HHPAIRVER | 15
Heat PumpAir CooledVertical5 | SM | Air Handling System Terminal Equipment | Terminal Equipment | Heat Pump | HP | HP | H | Heat Pump | HP | Air Cooled | AIR | Vertical | VER | 5 | TONS | H-HP-AIR-VER-5 |  | HHPAIRVER | 15
Heat PumpWater CooledHorizontal10 | SM | Air Handling System Terminal Equipment | Terminal Equipment | Water Source Heat Pump | WSHP | WSHP | H | Heat Pump | HP | Water Cooled | WTR | Horizontal | HOR | 10 | TONS | H-HP-WTR-HOR-10 |  | HHPWTRHOR | 19
Heat PumpWater CooledHorizontal20 | SM | Air Handling System Terminal Equipment | Terminal Equipment | Water Source Heat Pump | WSHP | WSHP | H | Heat Pump | HP | Water Cooled | WTR | Horizontal | HOR | 20 | TONS | H-HP-WTR-HOR-20 |  | HHPWTRHOR | 19
Heat PumpWater CooledHorizontal40 | SM | Air Handling System Terminal Equipment | Terminal Equipment | Water Source Heat Pump | WSHP | WSHP | H | Heat Pump | HP | Water Cooled | WTR | Horizontal | HOR | 40 | TONS | H-HP-WTR-HOR-40 |  | HHPWTRHOR | 19
Heat PumpWater CooledHorizontal5 | SM | Air Handling System Terminal Equipment | Terminal Equipment | Water Source Heat Pump | WSHP | WSHP | H | Heat Pump | HP | Water Cooled | WTR | Horizontal | HOR | 5 | TONS | H-HP-WTR-HOR-5 |  | HHPWTRHOR | 19
Heat PumpWater CooledVertical10 | SM | Air Handling System Terminal Equipment | Terminal Equipment | Water Source Heat Pump | WSHP | WSHP | H | Heat Pump | HP | Water Cooled | WTR | Vertical | VER | 10 | TONS | H-HP-WTR-VER-10 |  | HHPWTRVER | 19
Heat PumpWater CooledVertical20 | SM | Air Handling System Terminal Equipment | Terminal Equipment | Water Source Heat Pump | WSHP | WSHP | H | Heat Pump | HP | Water Cooled | WTR | Vertical | VER | 20 | TONS | H-HP-WTR-VER-20 |  | HHPWTRVER | 19
Heat PumpWater CooledVertical40 | SM | Air Handling System Terminal Equipment | Terminal Equipment | Water Source Heat Pump | WSHP | WSHP | H | Heat Pump | HP | Water Cooled | WTR | Vertical | VER | 40 | TONS | H-HP-WTR-VER-40 |  | HHPWTRVER | 19
Heat PumpWater CooledVertical5 | SM | Air Handling System Terminal Equipment | Terminal Equipment | Water Source Heat Pump | WSHP | WSHP | H | Heat Pump | HP | Water Cooled | WTR | Vertical | VER | 5 | TONS | H-HP-WTR-VER-5 |  | HHPWTRVER | 19
Heat PumpWater-to-WaterAll10 | PF | Cooling Tower Plant | Domestic Water | Water-to-Water Heat Pump | HP | HP | H | Heat Pump | HP | Water-to-Water | WTW | All | nan | 10 | TONS | H-HP-WTW--10 |  | HHPWTW | 19
Heat PumpWater-to-WaterAll25 | PF | Cooling Tower Plant | Domestic Water | Water-to-Water Heat Pump | HP | HP | H | Heat Pump | HP | Water-to-Water | WTW | All | nan | 25 | TONS | H-HP-WTW--25 |  | HHPWTW | 19
Heat PumpWater-to-WaterAll5 | PF | Cooling Tower Plant | Domestic Water | Water-to-Water Heat Pump | HP | HP | H | Heat Pump | HP | Water-to-Water | WTW | All | nan | 5 | TONS | H-HP-WTW--5 |  | HHPWTW | 19
Heat PumpWater-to-WaterAll50 | PF | Cooling Tower Plant | Domestic Water | Water-to-Water Heat Pump | HP | HP | H | Heat Pump | HP | Water-to-Water | WTW | All | nan | 50 | TONS | H-HP-WTW--50 |  | HHPWTW | 19
Heat TraceElectricAll10 | PF | Chiller Plant, Cooling Tower Plant, Hot Water Boiler Plant | Chilled, Condenser, Heating Water | Heat Trace | HT | HT | H | Heat Trace | HT | Electric | ELE | All | nan | 10 | kW | H-HT-ELE--10 |  | nan | 20
Heat TraceElectricAll2 | PL | Sanitary Equipment, Storm Piping | Sanitary Waste, Storm | Heat Trace | HT | HT | P | Heat Trace | HT | Electric | ELE | All | nan | 2 | kW | P-HT-ELE--2 |  | nan | 20
Heat TraceElectricAll5 | PF | Chiller Plant, Cooling Tower Plant, Hot Water Boiler Plant | Chilled, Condenser, Heating Water | Heat Trace | HT | HT | H | Heat Trace | HT | Electric | ELE | All | nan | 5 | kW | H-HT-ELE--5 |  | nan | 20
Heat TraceElectricAll5 | PL | Sanitary Equipment, Storm Piping | Sanitary Waste, Storm | Heat Trace | HT | HT | P | Heat Trace | HT | Electric | ELE | All | nan | 5 | kW | P-HT-ELE--5 |  | nan | 20
HumidifierElectricAll10 | PF | Air Handling System Terminal Equipment | Terminal Equipment | Humidifier | DH | HUM | H | Humidifier | HUM | Electric | ELE | All | nan | 10 | LBS/HR | H-HUM-ELE--10 |  | HHUMELE | 15
HumidifierElectricAll100 | PF | Air Handling System Terminal Equipment | Terminal Equipment | Humidifier | DH | HUM | H | Humidifier | HUM | Electric | ELE | All | nan | 100 | LBS/HR | H-HUM-ELE--100 |  | HHUMELE | 15
HumidifierElectricAll500 | PF | Air Handling System Terminal Equipment | Terminal Equipment | Humidifier | DH | HUM | H | Humidifier | HUM | Electric | ELE | All | nan | 500 | LBS/HR | H-HUM-ELE--500 |  | HHUMELE | 15
HumidifierSteamAll100 | PF | Air Handling System Terminal Equipment | Terminal Equipment | Humidifier | SH | HUM | H | Humidifier | HUM | Steam | STM | All | nan | 100 | LBS/HR | H-HUM-STM--100 |  | HHUMSTM | 15
HumidifierSteamAll1000 | PF | Air Handling System Terminal Equipment | Terminal Equipment | Humidifier | SH | HUM | H | Humidifier | HUM | Steam | STM | All | nan | 1000 | LBS/HR | H-HUM-STM--1000 |  | HHUMSTM | 15
Infrared Gas Fired HeaterElectricAll100 | PF | Air Handling System Terminal Equipment | Terminal Equipment | Infrared Gas Fired Heater | IRH | IRH | H | Infrared Gas Fired Heater | IRH | Electric | ELE | All | nan | 100 | MBH | H-IRH-ELE--100 |  | HIRHELE | 15
Infrared Gas Fired HeaterElectricAll250 | PF | Air Handling System Terminal Equipment | Terminal Equipment | Infrared Gas Fired Heater | IRH | IRH | H | Infrared Gas Fired Heater | IRH | Electric | ELE | All | nan | 250 | MBH | H-IRH-ELE--250 |  | HIRHELE | 15
Infrared Gas Fired HeaterGas-FiredAll100 | PF | Air Handling System Terminal Equipment | Terminal Equipment | Infrared Gas Fired Heater | IRH | IRH | H | Infrared Gas Fired Heater | IRH | Gas-Fired | GAS | All | nan | 100 | MBH | H-IRH-GAS--100 |  | HIRHGAS | 15
Infrared Gas Fired HeaterGas-FiredAll250 | PF | Air Handling System Terminal Equipment | Terminal Equipment | Infrared Gas Fired Heater | IRH | IRH | H | Infrared Gas Fired Heater | IRH | Gas-Fired | GAS | All | nan | 250 | MBH | H-IRH-GAS--250 |  | HIRHGAS | 15
Make-up Air UnitGas-FiredDirect Fired10000 | SM | Air Handling Units | Air Handling Units | Make-up Air Unit | MAU | MAU | H | Make-up Air Unit | MAU | Gas-Fired | GAS | Direct Fired | DIR | 10000 | CFM | H-MAU-GAS-DIR-10000 |  | HMAUGASDIR | 15
Make-up Air UnitGas-FiredDirect Fired20000 | SM | Air Handling Units | Air Handling Units | Make-up Air Unit | MAU | MAU | H | Make-up Air Unit | MAU | Gas-Fired | GAS | Direct Fired | DIR | 20000 | CFM | H-MAU-GAS-DIR-20000 |  | HMAUGASDIR | 15
Make-up Air UnitGas-FiredDirect Fired40000 | SM | Air Handling Units | Air Handling Units | Make-up Air Unit | MAU | MAU | H | Make-up Air Unit | MAU | Gas-Fired | GAS | Direct Fired | DIR | 40000 | CFM | H-MAU-GAS-DIR-40000 |  | HMAUGASDIR | 15
Make-up Air UnitGas-FiredDirect Fired5000 | SM | Air Handling Units | Air Handling Units | Make-up Air Unit | MAU | MAU | H | Make-up Air Unit | MAU | Gas-Fired | GAS | Direct Fired | DIR | 5000 | CFM | H-MAU-GAS-DIR-5000 |  | HMAUGASDIR | 15
Make-up Air UnitGas-FiredIndirect Fired10000 | SM | Air Handling Units | Air Handling Units | Make-up Air Unit | MAU | MAU | H | Make-up Air Unit | MAU | Gas-Fired | GAS | Indirect Fired | IDT | 10000 | CFM | H-MAU-GAS-IDT-10000 |  | HMAUGASIDT | 15
Make-up Air UnitGas-FiredIndirect Fired20000 | SM | Air Handling Units | Air Handling Units | Make-up Air Unit | MAU | MAU | H | Make-up Air Unit | MAU | Gas-Fired | GAS | Indirect Fired | IDT | 20000 | CFM | H-MAU-GAS-IDT-20000 |  | HMAUGASIDT | 15
Make-up Air UnitGas-FiredIndirect Fired40000 | SM | Air Handling Units | Air Handling Units | Make-up Air Unit | MAU | MAU | H | Make-up Air Unit | MAU | Gas-Fired | GAS | Indirect Fired | IDT | 40000 | CFM | H-MAU-GAS-IDT-40000 |  | HMAUGASIDT | 15
Make-up Air UnitGas-FiredIndirect Fired5000 | SM | Air Handling Units | Air Handling Units | Make-up Air Unit | MAU | MAU | H | Make-up Air Unit | MAU | Gas-Fired | GAS | Indirect Fired | IDT | 5000 | CFM | H-MAU-GAS-IDT-5000 |  | HMAUGASIDT | 15
Pot FeederBladderFloor Mounted20 | PF | Chiller Plant, Cooling Tower Plant, Hot Water Boiler Plant | Chilled, Condenser, Heating Water | Pot Feeder | PF | PF | H | Pot Feeder | POT | Bladder | BLD | Floor Mounted | FLR | 20 | GAL | H-POT-BLD-FLR-20 |  | HPOT | 20
Pot FeederBladderFloor Mounted50 | PF | Chiller Plant, Cooling Tower Plant, Hot Water Boiler Plant | Chilled, Condenser, Heating Water | Pot Feeder | PF | PF | H | Pot Feeder | POT | Bladder | BLD | Floor Mounted | FLR | 50 | GAL | H-POT-BLD-FLR-50 |  | HPOT | 20
Pot FeederBladderIn-Line10 | PF | Chiller Plant, Cooling Tower Plant, Hot Water Boiler Plant | Chilled, Condenser, Heating Water | Pot Feeder | PF | PF | H | Pot Feeder | POT | Bladder | BLD | In-Line | INL | 10 | GAL | H-POT-BLD-INL-10 |  | HPOT | 20
Pot FeederBladderIn-Line2 | PF | Chiller Plant, Cooling Tower Plant, Hot Water Boiler Plant | Chilled, Condenser, Heating Water | Pot Feeder | PF | PF | H | Pot Feeder | POT | Bladder | BLD | In-Line | INL | 2 | GAL | H-POT-BLD-INL-2 |  | HPOT | 20
Pot FeederWithout BladderFloor Mounted10 | PF | Chiller Plant, Cooling Tower Plant, Hot Water Boiler Plant | Chilled, Condenser, Heating Water | Pot Feeder | PF | PF | H | Pot Feeder | POT | Without Bladder | NOB | Floor Mounted | FLR | 10 | GAL | H-POT-NOB-FLR-10 |  | HPOT | 20
Pot FeederWithout BladderFloor Mounted20 | PF | Chiller Plant, Cooling Tower Plant, Hot Water Boiler Plant | Chilled, Condenser, Heating Water | Pot Feeder | PF | PF | H | Pot Feeder | POT | Without Bladder | NOB | Floor Mounted | FLR | 20 | GAL | H-POT-NOB-FLR-20 |  | HPOT | 20
Pot FeederWithout BladderFloor Mounted50 | PF | Chiller Plant, Cooling Tower Plant, Hot Water Boiler Plant | Chilled, Condenser, Heating Water | Pot Feeder | PF | PF | H | Pot Feeder | POT | Without Bladder | NOB | Floor Mounted | FLR | 50 | GAL | H-POT-NOB-FLR-50 |  | HPOT | 20
Pot FeederWithout BladderIn-Line10 | PF | Chiller Plant, Cooling Tower Plant, Hot Water Boiler Plant | Chilled, Condenser, Heating Water | Pot Feeder | PF | PF | H | Pot Feeder | POT | Without Bladder | NOB | In-Line | INL | 10 | GAL | H-POT-NOB-INL-10 |  | HPOT | 20
Pot FeederWithout BladderIn-Line2 | PF | Chiller Plant, Cooling Tower Plant, Hot Water Boiler Plant | Chilled, Condenser, Heating Water | Pot Feeder | PF | PF | H | Pot Feeder | POT | Without Bladder | NOB | In-Line | INL | 2 | GAL | H-POT-NOB-INL-2 |  | HPOT | 20
PTACHot WaterAll1500 | SM | Air Handling System Terminal Equipment | Terminal Equipment | PTAC | PTAC | Other | H | PTAC | PTAC | Hot Water | HW | All | nan | 1500 | CFM | H-PTAC-HW--1500 |  | HPTACHW | 15
PTACHot WaterAll3000 | SM | Air Handling System Terminal Equipment | Terminal Equipment | PTAC | PTAC | Other | H | PTAC | PTAC | Hot Water | HW | All | nan | 3000 | CFM | H-PTAC-HW--3000 |  | HPTACHW | 15
PTACHot WaterAll500 | SM | Air Handling System Terminal Equipment | Terminal Equipment | PTAC | PTAC | Other | H | PTAC | PTAC | Hot Water | HW | All | nan | 500 | CFM | H-PTAC-HW--500 |  | HPTACHW | 15
PumpCondensateDuplex200 | PF | Steam Boiler Plant | Steam | Condensate Receiver w/Pump | CP | CP | H | Pump | PMP | Condensate | CND | Duplex | DPX | 200 | GAL | H-PMP-CND-DPX-200 |  | HPMPCNDDPX | 15
PumpCondensateDuplex350 | PF | Steam Boiler Plant | Steam | Condensate Receiver w/Pump | CP | CP | H | Pump | PMP | Condensate | CND | Duplex | DPX | 350 | GAL | H-PMP-CND-DPX-350 |  | HPMPCNDDPX | 15
PumpCondensateDuplex500 | PF | Steam Boiler Plant | Steam | Condensate Receiver w/Pump | CP | CP | H | Pump | PMP | Condensate | CND | Duplex | DPX | 500 | GAL | H-PMP-CND-DPX-500 |  | HPMPCNDDPX | 15
PumpCondensateSimplex100 | PF | Steam Boiler Plant | Steam | Condensate Receiver w/Pump | CP | CP | H | Pump | PMP | Condensate | CND | Simplex | SPX | 100 | GAL | H-PMP-CND-SPX-100 |  | HPMPCNDSPX | 15
PumpCondensateSimplex50 | PF | Steam Boiler Plant | Steam | Condensate Receiver w/Pump | CP | CP | H | Pump | PMP | Condensate | CND | Simplex | SPX | 50 | GAL | H-PMP-CND-SPX-50 |  | HPMPCNDSPX | 15
PumpElectronic MeteringAll0.2 | PF | Chiller Plant, Cooling Tower Plant, Hot Water Boiler Plant | Chilled, Condenser, Heating Water | Hydronic Pump | CHWP | CHWP | H | Pump | PMP | Electronic Metering | EMR | All | nan | 0.2 | GPD | H-PMP-EMR--0.2 |  | nan | 10
PumpEnd SuctionAll10 | PF | Chiller Plant, Cooling Tower Plant, Hot Water Boiler Plant | Chilled, Condenser, Heating Water | Hydronic Pump | CHWP | CHWP | H | Pump | PMP | End Suction | ES | All | nan | 10 | HP | H-PMP-ES--10 |  | HPMPES | 20
PumpEnd SuctionAll100 | PF | Chiller Plant, Cooling Tower Plant, Hot Water Boiler Plant | Chilled, Condenser, Heating Water | Hydronic Pump | CHWP | CHWP | H | Pump | PMP | End Suction | ES | All | nan | 100 | HP | H-PMP-ES--100 |  | HPMPES | 20
PumpEnd SuctionAll25 | PF | Chiller Plant, Cooling Tower Plant, Hot Water Boiler Plant | Chilled, Condenser, Heating Water | Hydronic Pump | CHWP | CHWP | H | Pump | PMP | End Suction | ES | All | nan | 25 | HP | H-PMP-ES--25 |  | HPMPES | 20
PumpEnd SuctionAll40 | PF | Chiller Plant, Cooling Tower Plant, Hot Water Boiler Plant | Chilled, Condenser, Heating Water | Hydronic Pump | CHWP | CHWP | H | Pump | PMP | End Suction | ES | All | nan | 40 | HP | H-PMP-ES--40 |  | HPMPES | 20
PumpEnd SuctionAll5 | PF | Chiller Plant, Cooling Tower Plant, Hot Water Boiler Plant | Chilled, Condenser, Heating Water | Hydronic Pump | CHWP | CHWP | H | Pump | PMP | End Suction | ES | All | nan | 5 | HP | H-PMP-ES--5 |  | HPMPES | 20
PumpEnd SuctionAll50 | PF | Chiller Plant, Cooling Tower Plant, Hot Water Boiler Plant | Chilled, Condenser, Heating Water | Hydronic Pump | CHWP | CHWP | H | Pump | PMP | End Suction | ES | All | nan | 50 | HP | H-PMP-ES--50 |  | HPMPES | 20
PumpEnd SuctionAll60 | PF | Chiller Plant, Cooling Tower Plant, Hot Water Boiler Plant | Chilled, Condenser, Heating Water | Hydronic Pump | CHWP | CHWP | H | Pump | PMP | End Suction | ES | All | nan | 60 | HP | H-PMP-ES--60 |  | HPMPES | 20
PumpEnd SuctionAll75 | PF | Chiller Plant, Cooling Tower Plant, Hot Water Boiler Plant | Chilled, Condenser, Heating Water | Hydronic Pump | CHWP | CHWP | H | Pump | PMP | End Suction | ES | All | nan | 75 | HP | H-PMP-ES--75 |  | HPMPES | 20
PumpFuel OilAll10 | PF | Fuel Oil Piping and Equipment | Fuel Oil | Fuel Oil Pump | nan | nan | H | Pump | PMP | Fuel Oil | OIL | All | nan | 10 | GPM | H-PMP-OIL--10 |  | HPMPOIL | 15
PumpFuel OilAll2 | PF | Fuel Oil Piping and Equipment | Fuel Oil | Fuel Oil Pump | nan | nan | H | Pump | PMP | Fuel Oil | OIL | All | nan | 2 | GPM | H-PMP-OIL--2 |  | HPMPOIL | 15
PumpInlineAll1 | PF | Chiller Plant, Cooling Tower Plant, Hot Water Boiler Plant | Chilled, Condenser, Heating Water | Hydronic Pump | CHWP | CHWP | H | Pump | PMP | Inline | INL | All | nan | 1 | HP | H-PMP-INL--1 |  | HPMPINL | 10
PumpInlineAll10 | PF | Chiller Plant, Cooling Tower Plant, Hot Water Boiler Plant | Chilled, Condenser, Heating Water | Hydronic Pump | CHWP | CHWP | H | Pump | PMP | Inline | INL | All | nan | 10 | HP | H-PMP-INL--10 |  | HPMPINL | 10
PumpInlineAll100 | PF | Chiller Plant, Cooling Tower Plant, Hot Water Boiler Plant | Chilled, Condenser, Heating Water | Hydronic Pump | CHWP | CHWP | H | Pump | PMP | Inline | INL | All | nan | 100 | HP | H-PMP-INL--100 |  | HPMPINL | 10
PumpInlineAll2 | PF | Chiller Plant, Cooling Tower Plant, Hot Water Boiler Plant | Chilled, Condenser, Heating Water | Hydronic Pump | CHWP | CHWP | H | Pump | PMP | Inline | INL | All | nan | 2 | HP | H-PMP-INL--2 |  | HPMPINL | 10
PumpInlineAll20 | PF | Chiller Plant, Cooling Tower Plant, Hot Water Boiler Plant | Chilled, Condenser, Heating Water | Hydronic Pump | CHWP | CHWP | H | Pump | PMP | Inline | INL | All | nan | 20 | HP | H-PMP-INL--20 |  | HPMPINL | 10
PumpInlineAll40 | PF | Chiller Plant, Cooling Tower Plant, Hot Water Boiler Plant | Chilled, Condenser, Heating Water | Hydronic Pump | CHWP | CHWP | H | Pump | PMP | Inline | INL | All | nan | 40 | HP | H-PMP-INL--40 |  | HPMPINL | 10
PumpInlineAll5 | PF | Chiller Plant, Cooling Tower Plant, Hot Water Boiler Plant | Chilled, Condenser, Heating Water | Hydronic Pump | CHWP | CHWP | H | Pump | PMP | Inline | INL | All | nan | 5 | HP | H-PMP-INL--5 |  | HPMPINL | 10
PumpInlineAll50 | PF | Chiller Plant, Cooling Tower Plant, Hot Water Boiler Plant | Chilled, Condenser, Heating Water | Hydronic Pump | CHWP | CHWP | H | Pump | PMP | Inline | INL | All | nan | 50 | HP | H-PMP-INL--50 |  | HPMPINL | 10
PumpInlineAll60 | PF | Chiller Plant, Cooling Tower Plant, Hot Water Boiler Plant | Chilled, Condenser, Heating Water | Hydronic Pump | CHWP | CHWP | H | Pump | PMP | Inline | INL | All | nan | 60 | HP | H-PMP-INL--60 |  | HPMPINL | 10
PumpInlineAll75 | PF | Chiller Plant, Cooling Tower Plant, Hot Water Boiler Plant | Chilled, Condenser, Heating Water | Hydronic Pump | CHWP | CHWP | H | Pump | PMP | Inline | INL | All | nan | 75 | HP | H-PMP-INL--75 |  | HPMPINL | 10
PumpInlineDomestic Water0.5 | PL | Domestic Water Plant | Domestic Water | Domestic Water Circ Pump | DWP | DWP | P | Pump | PMP | Inline | INL | Domestic Water | DW | 0.5 | HP | P-PMP-INL-DW-0.5 |  | HPMPINL | 10
PumpInlineDomestic Water1 | PL | Domestic Water Plant | Domestic Water | Domestic Water Circ Pump | DWP | DWP | P | Pump | PMP | Inline | INL | Domestic Water | DW | 1 | HP | P-PMP-INL-DW-1 |  | HPMPINL | 10
PumpInlineDomestic Water10 | PL | Domestic Water Plant | Domestic Water | Domestic Water Circ Pump | DWP | DWP | P | Pump | PMP | Inline | INL | Domestic Water | DW | 10 | HP | P-PMP-INL-DW-10 |  | HPMPINL | 10
PumpInlineDomestic Water3 | PL | Domestic Water Plant | Domestic Water | Domestic Water Circ Pump | DWP | DWP | P | Pump | PMP | Inline | INL | Domestic Water | DW | 3 | HP | P-PMP-INL-DW-3 |  | HPMPINL | 10
PumpInlineDomestic Water5 | PL | Domestic Water Plant | Domestic Water | Domestic Water Circ Pump | DWP | DWP | P | Pump | PMP | Inline | INL | Domestic Water | DW | 5 | HP | P-PMP-INL-DW-5 |  | HPMPINL | 10
PumpSewage Ejector PumpDuplex10 | PL | Sanitary Equipment | Sanitary Waste | Sewage Ejector Pump | SEP | SEP | P | Pump | PMP | Sewage Ejector Pump | SEP | Duplex | DPX | 10 | HP | P-PMP-SEP-DPX-10 |  | PPMPSEPDPX | 15
PumpSewage Ejector PumpDuplex2 | PL | Sanitary Equipment | Sanitary Waste | Sewage Ejector Pump | SEP | SEP | P | Pump | PMP | Sewage Ejector Pump | SEP | Duplex | DPX | 2 | HP | P-PMP-SEP-DPX-2 |  | PPMPSEPDPX | 15
PumpSewage Ejector PumpGrinder Only10 | PL | Sanitary Equipment | Sanitary Waste | Sewage Ejector Pump | SEP | SEP | P | Pump | PMP | Sewage Ejector Pump | SEP | Grinder Only | GDR | 10 | HP | P-PMP-SEP-GDR-10 |  | PPMPSEPGDR | 15
PumpSewage Ejector PumpGrinder Only2 | PL | Sanitary Equipment | Sanitary Waste | Sewage Ejector Pump | SEP | SEP | P | Pump | PMP | Sewage Ejector Pump | SEP | Grinder Only | GDR | 2 | HP | P-PMP-SEP-GDR-2 |  | PPMPSEPGDR | 15
PumpSewage Ejector PumpSimplex10 | PL | Sanitary Equipment | Sanitary Waste | Sewage Ejector Pump | SEP | SEP | P | Pump | PMP | Sewage Ejector Pump | SEP | Simplex | SPX | 10 | HP | P-PMP-SEP-SPX-10 |  | PPMPSEPSPX | 15
PumpSewage Ejector PumpSimplex2 | PL | Sanitary Equipment | Sanitary Waste | Sewage Ejector Pump | SEP | SEP | P | Pump | PMP | Sewage Ejector Pump | SEP | Simplex | SPX | 2 | HP | P-PMP-SEP-SPX-2 |  | PPMPSEPSPX | 15
PumpSplit CaseAll10 | PF | Chiller Plant, Cooling Tower Plant, Hot Water Boiler Plant | Chilled, Condenser, Heating Water | Hydronic Pump | CHWP | CHWP | H | Pump | PMP | Split Case | SC | All | nan | 10 | HP | H-PMP-SC--10 |  | HPMPSC | 20
PumpSplit CaseAll100 | PF | Chiller Plant, Cooling Tower Plant, Hot Water Boiler Plant | Chilled, Condenser, Heating Water | Hydronic Pump | CHWP | CHWP | H | Pump | PMP | Split Case | SC | All | nan | 100 | HP | H-PMP-SC--100 |  | HPMPSC | 20
PumpSplit CaseAll25 | PF | Chiller Plant, Cooling Tower Plant, Hot Water Boiler Plant | Chilled, Condenser, Heating Water | Hydronic Pump | CHWP | CHWP | H | Pump | PMP | Split Case | SC | All | nan | 25 | HP | H-PMP-SC--25 |  | HPMPSC | 20
PumpSplit CaseAll40 | PF | Chiller Plant, Cooling Tower Plant, Hot Water Boiler Plant | Chilled, Condenser, Heating Water | Hydronic Pump | CHWP | CHWP | H | Pump | PMP | Split Case | SC | All | nan | 40 | HP | H-PMP-SC--40 |  | HPMPSC | 20
PumpSplit CaseAll50 | PF | Chiller Plant, Cooling Tower Plant, Hot Water Boiler Plant | Chilled, Condenser, Heating Water | Hydronic Pump | CHWP | CHWP | H | Pump | PMP | Split Case | SC | All | nan | 50 | HP | H-PMP-SC--50 |  | HPMPSC | 20
PumpSplit CaseAll60 | PF | Chiller Plant, Cooling Tower Plant, Hot Water Boiler Plant | Chilled, Condenser, Heating Water | Hydronic Pump | CHWP | CHWP | H | Pump | PMP | Split Case | SC | All | nan | 60 | HP | H-PMP-SC--60 |  | HPMPSC | 20
PumpSplit CaseAll75 | PF | Chiller Plant, Cooling Tower Plant, Hot Water Boiler Plant | Chilled, Condenser, Heating Water | Hydronic Pump | CHWP | CHWP | H | Pump | PMP | Split Case | SC | All | nan | 75 | HP | H-PMP-SC--75 |  | HPMPSC | 20
PumpSteamFeedwater100 | PF | Steam Boiler Plant | Steam | Feedwater Systems w/Pumps | nan | nan | H | Pump | PMP | Steam | STM | Feedwater | FDW | 100 | GAL | H-PMP-STM-FDW-100 |  | HPMPSTMFDW | 15
PumpSteamFeedwater200 | PF | Steam Boiler Plant | Steam | Feedwater Systems w/Pumps | nan | nan | H | Pump | PMP | Steam | STM | Feedwater | FDW | 200 | GAL | H-PMP-STM-FDW-200 |  | HPMPSTMFDW | 15
PumpSteamFeedwater350 | PF | Steam Boiler Plant | Steam | Feedwater Systems w/Pumps | nan | nan | H | Pump | PMP | Steam | STM | Feedwater | FDW | 350 | GAL | H-PMP-STM-FDW-350 |  | HPMPSTMFDW | 15
PumpSteamFeedwater500 | PF | Steam Boiler Plant | Steam | Feedwater Systems w/Pumps | nan | nan | H | Pump | PMP | Steam | STM | Feedwater | FDW | 500 | GAL | H-PMP-STM-FDW-500 |  | HPMPSTMFDW | 15
PumpSump PumpDuplex10 | PL | Sanitary Equipment | Sanitary Waste | Elevator Sump Pump | ESP | ESP | P | Pump | PMP | Sump Pump | SP | Duplex | DPX | 10 | HP | P-PMP-SP-DPX-10 |  | PPMPSPDPX | 10
PumpSump PumpDuplex2 | PL | Sanitary Equipment | Sanitary Waste | Elevator Sump Pump | ESP | ESP | P | Pump | PMP | Sump Pump | SP | Duplex | DPX | 2 | HP | P-PMP-SP-DPX-2 |  | PPMPSPDPX | 10
PumpSump PumpSimplex10 | PL | Sanitary Equipment | Sanitary Waste | Elevator Sump Pump | ESP | ESP | P | Pump | PMP | Sump Pump | SP | Simplex | SPX | 10 | HP | P-PMP-SP-SPX-10 |  | PPMPSPSPX | 10
PumpSump PumpSimplex2 | PL | Sanitary Equipment | Sanitary Waste | Elevator Sump Pump | ESP | ESP | P | Pump | PMP | Sump Pump | SP | Simplex | SPX | 2 | HP | P-PMP-SP-SPX-2 |  | PPMPSPSPX | 10
PumpVertical TurbineAll10 | PF | Chiller Plant, Cooling Tower Plant, Hot Water Boiler Plant | Chilled, Condenser, Heating Water | Hydronic Pump | CHWP | CHWP | H | Pump | PMP | Vertical Turbine | VT | All | nan | 10 | HP | H-PMP-VT--10 |  | HPMPVT | 20
PumpVertical TurbineAll100 | PF | Chiller Plant, Cooling Tower Plant, Hot Water Boiler Plant | Chilled, Condenser, Heating Water | Hydronic Pump | CHWP | CHWP | H | Pump | PMP | Vertical Turbine | VT | All | nan | 100 | HP | H-PMP-VT--100 |  | HPMPVT | 20
PumpVertical TurbineAll25 | PF | Chiller Plant, Cooling Tower Plant, Hot Water Boiler Plant | Chilled, Condenser, Heating Water | Hydronic Pump | CHWP | CHWP | H | Pump | PMP | Vertical Turbine | VT | All | nan | 25 | HP | H-PMP-VT--25 |  | HPMPVT | 20
PumpVertical TurbineAll40 | PF | Chiller Plant, Cooling Tower Plant, Hot Water Boiler Plant | Chilled, Condenser, Heating Water | Hydronic Pump | CHWP | CHWP | H | Pump | PMP | Vertical Turbine | VT | All | nan | 40 | HP | H-PMP-VT--40 |  | HPMPVT | 20
PumpVertical TurbineAll50 | PF | Chiller Plant, Cooling Tower Plant, Hot Water Boiler Plant | Chilled, Condenser, Heating Water | Hydronic Pump | CHWP | CHWP | H | Pump | PMP | Vertical Turbine | VT | All | nan | 50 | HP | H-PMP-VT--50 |  | HPMPVT | 20
PumpVertical TurbineAll60 | PF | Chiller Plant, Cooling Tower Plant, Hot Water Boiler Plant | Chilled, Condenser, Heating Water | Hydronic Pump | CHWP | CHWP | H | Pump | PMP | Vertical Turbine | VT | All | nan | 60 | HP | H-PMP-VT--60 |  | HPMPVT | 20
PumpVertical TurbineAll75 | PF | Chiller Plant, Cooling Tower Plant, Hot Water Boiler Plant | Chilled, Condenser, Heating Water | Hydronic Pump | CHWP | CHWP | H | Pump | PMP | Vertical Turbine | VT | All | nan | 75 | HP | H-PMP-VT--75 |  | HPMPVT | 20
Radiant PanelElectricCeiling Mounted100 | PF | Air Handling System Terminal Equipment | Terminal Equipment | Radiant Panel | RP | RP | H | Radiant Panel | RP | Electric | ELE | Ceiling Mounted | CLG | 100 | MBH | H-RP-ELE-CLG-100 |  | HRP | 10
Radiant PanelElectricCeiling Mounted50 | PF | Air Handling System Terminal Equipment | Terminal Equipment | Radiant Panel | RP | RP | H | Radiant Panel | RP | Electric | ELE | Ceiling Mounted | CLG | 50 | MBH | H-RP-ELE-CLG-50 |  | HRP | 10
Radiant PanelHot WaterCeiling Mounted100 | PF | Air Handling System Terminal Equipment | Terminal Equipment | Radiant Panel | RP | RP | H | Radiant Panel | RP | Hot Water | HW | Ceiling Mounted | CLG | 100 | MBH | H-RP-HW-CLG-100 |  | HRP | 20
Radiant PanelHot WaterCeiling Mounted50 | PF | Air Handling System Terminal Equipment | Terminal Equipment | Radiant Panel | RP | RP | H | Radiant Panel | RP | Hot Water | HW | Ceiling Mounted | CLG | 50 | MBH | H-RP-HW-CLG-50 |  | HRP | 20
Return Air UnitIndoorPackaged10000 | SM | Air Handling Units | Air Handling Units | Return Air Unit | RAU | AHU | H | Return Air Unit | RAU | Indoor | IND | Packaged | PKG | 10000 | CFM | H-RAU-IND-PKG-10000 |  | HAHUOTHPKG | 20
Return Air UnitIndoorPackaged20000 | SM | Air Handling Units | Air Handling Units | Return Air Unit | RAU | AHU | H | Return Air Unit | RAU | Indoor | IND | Packaged | PKG | 20000 | CFM | H-RAU-IND-PKG-20000 |  | HAHUOTHPKG | 20
Return Air UnitIndoorPackaged40000 | SM | Air Handling Units | Air Handling Units | Return Air Unit | RAU | AHU | H | Return Air Unit | RAU | Indoor | IND | Packaged | PKG | 40000 | CFM | H-RAU-IND-PKG-40000 |  | HAHUOTHPKG | 20
Return Air UnitIndoorPackaged5000 | SM | Air Handling Units | Air Handling Units | Return Air Unit | RAU | AHU | H | Return Air Unit | RAU | Indoor | IND | Packaged | PKG | 5000 | CFM | H-RAU-IND-PKG-5000 |  | HAHUOTHPKG | 20
Return Air UnitIndoorPackaged60000 | SM | Air Handling Units | Air Handling Units | Return Air Unit | RAU | AHU | H | Return Air Unit | RAU | Indoor | IND | Packaged | PKG | 60000 | CFM | H-RAU-IND-PKG-60000 |  | HAHUOTHPKG | 20
Roof Top UnitChilled Water, Heating WaterCustom120 | SM | Air Handling Units | Air Handling Units | Roof Top Unit | RTU | RTU | H | Roof Top Unit | RTU | Chilled Water, Heating Water | CHW | Custom | CST | 120 | TONS | H-RTU-CHW-CST-120 |  | HRTUCHWCST | 20
Roof Top UnitChilled Water, Heating WaterCustom15 | SM | Air Handling Units | Air Handling Units | Roof Top Unit | RTU | RTU | H | Roof Top Unit | RTU | Chilled Water, Heating Water | CHW | Custom | CST | 15 | TONS | H-RTU-CHW-CST-15 |  | HRTUCHWCST | 20
Roof Top UnitChilled Water, Heating WaterCustom150 | SM | Air Handling Units | Air Handling Units | Roof Top Unit | RTU | RTU | H | Roof Top Unit | RTU | Chilled Water, Heating Water | CHW | Custom | CST | 150 | TONS | H-RTU-CHW-CST-150 |  | HRTUCHWCST | 20
Roof Top UnitChilled Water, Heating WaterCustom30 | SM | Air Handling Units | Air Handling Units | Roof Top Unit | RTU | RTU | H | Roof Top Unit | RTU | Chilled Water, Heating Water | CHW | Custom | CST | 30 | TONS | H-RTU-CHW-CST-30 |  | HRTUCHWCST | 20
Roof Top UnitChilled Water, Heating WaterCustom5 | SM | Air Handling Units | Air Handling Units | Roof Top Unit | RTU | RTU | H | Roof Top Unit | RTU | Chilled Water, Heating Water | CHW | Custom | CST | 5 | TONS | H-RTU-CHW-CST-5 |  | HRTUCHWCST | 20
Roof Top UnitChilled Water, Heating WaterCustom60 | SM | Air Handling Units | Air Handling Units | Roof Top Unit | RTU | RTU | H | Roof Top Unit | RTU | Chilled Water, Heating Water | CHW | Custom | CST | 60 | TONS | H-RTU-CHW-CST-60 |  | HRTUCHWCST | 20
Roof Top UnitChilled Water, Heating WaterCustom90 | SM | Air Handling Units | Air Handling Units | Roof Top Unit | RTU | RTU | H | Roof Top Unit | RTU | Chilled Water, Heating Water | CHW | Custom | CST | 90 | TONS | H-RTU-CHW-CST-90 |  | HRTUCHWCST | 20
Roof Top UnitChilled Water, Heating WaterPackaged120 | SM | Air Handling Units | Air Handling Units | Roof Top Unit | RTU | RTU | H | Roof Top Unit | RTU | Chilled Water, Heating Water | CHW | Packaged | PKG | 120 | TONS | H-RTU-CHW-PKG-120 |  | HRTUCHWPKG | 20
Roof Top UnitChilled Water, Heating WaterPackaged15 | SM | Air Handling Units | Air Handling Units | Roof Top Unit | RTU | RTU | H | Roof Top Unit | RTU | Chilled Water, Heating Water | CHW | Packaged | PKG | 15 | TONS | H-RTU-CHW-PKG-15 |  | HRTUCHWPKG | 20
Roof Top UnitChilled Water, Heating WaterPackaged150 | SM | Air Handling Units | Air Handling Units | Roof Top Unit | RTU | RTU | H | Roof Top Unit | RTU | Chilled Water, Heating Water | CHW | Packaged | PKG | 150 | TONS | H-RTU-CHW-PKG-150 |  | HRTUCHWPKG | 20
Roof Top UnitChilled Water, Heating WaterPackaged200 | SM | Air Handling Units | Air Handling Units | Roof Top Unit | RTU | RTU | H | Roof Top Unit | RTU | Chilled Water, Heating Water | CHW | Packaged | PKG | 200 | TONS | H-RTU-CHW-PKG-200 |  | HRTUCHWPKG | 20
Roof Top UnitChilled Water, Heating WaterPackaged200 | SM | Air Handling Units | Air Handling Units | Roof Top Unit | RTU | RTU | H | Roof Top Unit | RTU | Chilled Water, Heating Water | CHW | Packaged | PKG | 200 | TONS | H-RTU-CHW-PKG-200 |  | HRTUCHWPKG | 20
Roof Top UnitChilled Water, Heating WaterPackaged30 | SM | Air Handling Units | Air Handling Units | Roof Top Unit | RTU | RTU | H | Roof Top Unit | RTU | Chilled Water, Heating Water | CHW | Packaged | PKG | 30 | TONS | H-RTU-CHW-PKG-30 |  | HRTUCHWPKG | 20
Roof Top UnitChilled Water, Heating WaterPackaged5 | SM | Air Handling Units | Air Handling Units | Roof Top Unit | RTU | RTU | H | Roof Top Unit | RTU | Chilled Water, Heating Water | CHW | Packaged | PKG | 5 | TONS | H-RTU-CHW-PKG-5 |  | HRTUCHWPKG | 20
Roof Top UnitChilled Water, Heating WaterPackaged60 | SM | Air Handling Units | Air Handling Units | Roof Top Unit | RTU | RTU | H | Roof Top Unit | RTU | Chilled Water, Heating Water | CHW | Packaged | PKG | 60 | TONS | H-RTU-CHW-PKG-60 |  | HRTUCHWPKG | 20
Roof Top UnitChilled Water, Heating WaterPackaged90 | SM | Air Handling Units | Air Handling Units | Roof Top Unit | RTU | RTU | H | Roof Top Unit | RTU | Chilled Water, Heating Water | CHW | Packaged | PKG | 90 | TONS | H-RTU-CHW-PKG-90 |  | HRTUCHWPKG | 20
Roof Top UnitDX, Gas-FiredCustom120 | SM | Air Handling Units | Air Handling Units | Roof Top Unit | RTU | RTU | H | Roof Top Unit | RTU | DX, Gas-Fired | DXG | Custom | CST | 120 | TONS | H-RTU-DXG-CST-120 |  | HRTUDXGCST | 15
Roof Top UnitDX, Gas-FiredCustom15 | SM | Air Handling Units | Air Handling Units | Roof Top Unit | RTU | RTU | H | Roof Top Unit | RTU | DX, Gas-Fired | DXG | Custom | CST | 15 | TONS | H-RTU-DXG-CST-15 |  | HRTUDXGCST | 15
Roof Top UnitDX, Gas-FiredCustom150 | SM | Air Handling Units | Air Handling Units | Roof Top Unit | RTU | RTU | H | Roof Top Unit | RTU | DX, Gas-Fired | DXG | Custom | CST | 150 | TONS | H-RTU-DXG-CST-150 |  | HRTUDXGCST | 15
Roof Top UnitDX, Gas-FiredCustom200 | SM | Air Handling Units | Air Handling Units | Roof Top Unit | RTU | RTU | H | Roof Top Unit | RTU | DX, Gas-Fired | DXG | Custom | CST | 200 | TONS | H-RTU-DXG-CST-200 |  | HRTUDXGCST | 15
Roof Top UnitDX, Gas-FiredCustom30 | SM | Air Handling Units | Air Handling Units | Roof Top Unit | RTU | RTU | H | Roof Top Unit | RTU | DX, Gas-Fired | DXG | Custom | CST | 30 | TONS | H-RTU-DXG-CST-30 |  | HRTUDXGCST | 15
Roof Top UnitDX, Gas-FiredCustom5 | SM | Air Handling Units | Air Handling Units | Roof Top Unit | RTU | RTU | H | Roof Top Unit | RTU | DX, Gas-Fired | DXG | Custom | CST | 5 | TONS | H-RTU-DXG-CST-5 |  | HRTUDXGCST | 15
Roof Top UnitDX, Gas-FiredCustom60 | SM | Air Handling Units | Air Handling Units | Roof Top Unit | RTU | RTU | H | Roof Top Unit | RTU | DX, Gas-Fired | DXG | Custom | CST | 60 | TONS | H-RTU-DXG-CST-60 |  | HRTUDXGCST | 15
Roof Top UnitDX, Gas-FiredCustom90 | SM | Air Handling Units | Air Handling Units | Roof Top Unit | RTU | RTU | H | Roof Top Unit | RTU | DX, Gas-Fired | DXG | Custom | CST | 90 | TONS | H-RTU-DXG-CST-90 |  | HRTUDXGCST | 15
Roof Top UnitDX, Gas-FiredPackaged120 | SM | Air Handling Units | Air Handling Units | Roof Top Unit | RTU | RTU | H | Roof Top Unit | RTU | DX, Gas-Fired | DXG | Packaged | PKG | 120 | TONS | H-RTU-DXG-PKG-120 |  | HRTUDXGPKG | 15
Roof Top UnitDX, Gas-FiredPackaged15 | SM | Air Handling Units | Air Handling Units | Roof Top Unit | RTU | RTU | H | Roof Top Unit | RTU | DX, Gas-Fired | DXG | Packaged | PKG | 15 | TONS | H-RTU-DXG-PKG-15 |  | HRTUDXGPKG | 15
Roof Top UnitDX, Gas-FiredPackaged150 | SM | Air Handling Units | Air Handling Units | Roof Top Unit | RTU | RTU | H | Roof Top Unit | RTU | DX, Gas-Fired | DXG | Packaged | PKG | 150 | TONS | H-RTU-DXG-PKG-150 |  | HRTUDXGPKG | 15
Roof Top UnitDX, Gas-FiredPackaged200 | SM | Air Handling Units | Air Handling Units | Roof Top Unit | RTU | RTU | H | Roof Top Unit | RTU | DX, Gas-Fired | DXG | Packaged | PKG | 200 | TONS | H-RTU-DXG-PKG-200 |  | HRTUDXGPKG | 15
Roof Top UnitDX, Gas-FiredPackaged30 | SM | Air Handling Units | Air Handling Units | Roof Top Unit | RTU | RTU | H | Roof Top Unit | RTU | DX, Gas-Fired | DXG | Packaged | PKG | 30 | TONS | H-RTU-DXG-PKG-30 |  | HRTUDXGPKG | 15
Roof Top UnitDX, Gas-FiredPackaged5 | SM | Air Handling Units | Air Handling Units | Roof Top Unit | RTU | RTU | H | Roof Top Unit | RTU | DX, Gas-Fired | DXG | Packaged | PKG | 5 | TONS | H-RTU-DXG-PKG-5 |  | HRTUDXGPKG | 15
Roof Top UnitDX, Gas-FiredPackaged60 | SM | Air Handling Units | Air Handling Units | Roof Top Unit | RTU | RTU | H | Roof Top Unit | RTU | DX, Gas-Fired | DXG | Packaged | PKG | 60 | TONS | H-RTU-DXG-PKG-60 |  | HRTUDXGPKG | 15
Roof Top UnitDX, Gas-FiredPackaged90 | SM | Air Handling Units | Air Handling Units | Roof Top Unit | RTU | RTU | H | Roof Top Unit | RTU | DX, Gas-Fired | DXG | Packaged | PKG | 90 | TONS | H-RTU-DXG-PKG-90 |  | HRTUDXGPKG | 15
Roof Top UnitDX, Heating WaterCustom120 | SM | Air Handling Units | Air Handling Units | Roof Top Unit | RTU | RTU | H | Roof Top Unit | RTU | DX, Heating Water | DXH | Custom | CST | 120 | TONS | H-RTU-DXH-CST-120 |  | HRTUDXHCST | 15
Roof Top UnitDX, Heating WaterCustom15 | SM | Air Handling Units | Air Handling Units | Roof Top Unit | RTU | RTU | H | Roof Top Unit | RTU | DX, Heating Water | DXH | Custom | CST | 15 | TONS | H-RTU-DXH-CST-15 |  | HRTUDXHCST | 15
Roof Top UnitDX, Heating WaterCustom150 | SM | Air Handling Units | Air Handling Units | Roof Top Unit | RTU | RTU | H | Roof Top Unit | RTU | DX, Heating Water | DXH | Custom | CST | 150 | TONS | H-RTU-DXH-CST-150 |  | HRTUDXHCST | 15
Roof Top UnitDX, Heating WaterCustom200 | SM | Air Handling Units | Air Handling Units | Roof Top Unit | RTU | RTU | H | Roof Top Unit | RTU | DX, Heating Water | DXH | Custom | CST | 200 | TONS | H-RTU-DXH-CST-200 |  | HRTUDXHCST | 15
Roof Top UnitDX, Heating WaterCustom30 | SM | Air Handling Units | Air Handling Units | Roof Top Unit | RTU | RTU | H | Roof Top Unit | RTU | DX, Heating Water | DXH | Custom | CST | 30 | TONS | H-RTU-DXH-CST-30 |  | HRTUDXHCST | 15
Roof Top UnitDX, Heating WaterCustom5 | SM | Air Handling Units | Air Handling Units | Roof Top Unit | RTU | RTU | H | Roof Top Unit | RTU | DX, Heating Water | DXH | Custom | CST | 5 | TONS | H-RTU-DXH-CST-5 |  | HRTUDXHCST | 15
Roof Top UnitDX, Heating WaterCustom60 | SM | Air Handling Units | Air Handling Units | Roof Top Unit | RTU | RTU | H | Roof Top Unit | RTU | DX, Heating Water | DXH | Custom | CST | 60 | TONS | H-RTU-DXH-CST-60 |  | HRTUDXHCST | 15
Roof Top UnitDX, Heating WaterCustom90 | SM | Air Handling Units | Air Handling Units | Roof Top Unit | RTU | RTU | H | Roof Top Unit | RTU | DX, Heating Water | DXH | Custom | CST | 90 | TONS | H-RTU-DXH-CST-90 |  | HRTUDXHCST | 15
Roof Top UnitDX, Heating WaterPackaged120 | SM | Air Handling Units | Air Handling Units | Roof Top Unit | RTU | RTU | H | Roof Top Unit | RTU | DX, Heating Water | DXH | Packaged | PKG | 120 | TONS | H-RTU-DXH-PKG-120 |  | HRTUDXHPKG | 15
Roof Top UnitDX, Heating WaterPackaged15 | SM | Air Handling Units | Air Handling Units | Roof Top Unit | RTU | RTU | H | Roof Top Unit | RTU | DX, Heating Water | DXH | Packaged | PKG | 15 | TONS | H-RTU-DXH-PKG-15 |  | HRTUDXHPKG | 15
Roof Top UnitDX, Heating WaterPackaged150 | SM | Air Handling Units | Air Handling Units | Roof Top Unit | RTU | RTU | H | Roof Top Unit | RTU | DX, Heating Water | DXH | Packaged | PKG | 150 | TONS | H-RTU-DXH-PKG-150 |  | HRTUDXHPKG | 15
Roof Top UnitDX, Heating WaterPackaged200 | SM | Air Handling Units | Air Handling Units | Roof Top Unit | RTU | RTU | H | Roof Top Unit | RTU | DX, Heating Water | DXH | Packaged | PKG | 200 | TONS | H-RTU-DXH-PKG-200 |  | HRTUDXHPKG | 15
Roof Top UnitDX, Heating WaterPackaged30 | SM | Air Handling Units | Air Handling Units | Roof Top Unit | RTU | RTU | H | Roof Top Unit | RTU | DX, Heating Water | DXH | Packaged | PKG | 30 | TONS | H-RTU-DXH-PKG-30 |  | HRTUDXHPKG | 15
Roof Top UnitDX, Heating WaterPackaged5 | SM | Air Handling Units | Air Handling Units | Roof Top Unit | RTU | RTU | H | Roof Top Unit | RTU | DX, Heating Water | DXH | Packaged | PKG | 5 | TONS | H-RTU-DXH-PKG-5 |  | HRTUDXHPKG | 15
Roof Top UnitDX, Heating WaterPackaged60 | SM | Air Handling Units | Air Handling Units | Roof Top Unit | RTU | RTU | H | Roof Top Unit | RTU | DX, Heating Water | DXH | Packaged | PKG | 60 | TONS | H-RTU-DXH-PKG-60 |  | HRTUDXHPKG | 15
Roof Top UnitDX, Heating WaterPackaged90 | SM | Air Handling Units | Air Handling Units | Roof Top Unit | RTU | RTU | H | Roof Top Unit | RTU | DX, Heating Water | DXH | Packaged | PKG | 90 | TONS | H-RTU-DXH-PKG-90 |  | HRTUDXHPKG | 15
Roof Top UnitHeat PumpPackaged120 | SM | Air Handling Units | Air Handling Units | Roof Top Unit | RTU | RTU | H | Roof Top Unit | RTU | Heat Pump | HP | Packaged | PKG | 120 | TONS | H-RTU-HP-PKG-120 |  | HRTUHPPKG | 15
Roof Top UnitHeat PumpPackaged15 | SM | Air Handling Units | Air Handling Units | Roof Top Unit | RTU | RTU | H | Roof Top Unit | RTU | Heat Pump | HP | Packaged | PKG | 15 | TONS | H-RTU-HP-PKG-15 |  | HRTUHPPKG | 15
Roof Top UnitHeat PumpPackaged150 | SM | Air Handling Units | Air Handling Units | Roof Top Unit | RTU | RTU | H | Roof Top Unit | RTU | Heat Pump | HP | Packaged | PKG | 150 | TONS | H-RTU-HP-PKG-150 |  | HRTUHPPKG | 15
Roof Top UnitHeat PumpPackaged200 | SM | Air Handling Units | Air Handling Units | Roof Top Unit | RTU | RTU | H | Roof Top Unit | RTU | Heat Pump | HP | Packaged | PKG | 200 | TONS | H-RTU-HP-PKG-200 |  | HRTUHPPKG | 15
Roof Top UnitHeat PumpPackaged30 | SM | Air Handling Units | Air Handling Units | Roof Top Unit | RTU | RTU | H | Roof Top Unit | RTU | Heat Pump | HP | Packaged | PKG | 30 | TONS | H-RTU-HP-PKG-30 |  | HRTUHPPKG | 15
Roof Top UnitHeat PumpPackaged5 | SM | Air Handling Units | Air Handling Units | Roof Top Unit | RTU | RTU | H | Roof Top Unit | RTU | Heat Pump | HP | Packaged | PKG | 5 | TONS | H-RTU-HP-PKG-5 |  | HRTUHPPKG | 15
Roof Top UnitHeat PumpPackaged60 | SM | Air Handling Units | Air Handling Units | Roof Top Unit | RTU | RTU | H | Roof Top Unit | RTU | Heat Pump | HP | Packaged | PKG | 60 | TONS | H-RTU-HP-PKG-60 |  | HRTUHPPKG | 15
Roof Top UnitHeat PumpPackaged90 | SM | Air Handling Units | Air Handling Units | Roof Top Unit | RTU | RTU | H | Roof Top Unit | RTU | Heat Pump | HP | Packaged | PKG | 90 | TONS | H-RTU-HP-PKG-90 |  | HRTUHPPKG | 15
Roof Top UnitOtherCustom120 | SM | Air Handling Units | Air Handling Units | Roof Top Unit | RTU | RTU | H | Roof Top Unit | RTU | Other | OTH | Custom | CST | 120 | TONS | H-RTU-OTH-CST-120 |  | HRTUOTHCST | 15
Roof Top UnitOtherCustom15 | SM | Air Handling Units | Air Handling Units | Roof Top Unit | RTU | RTU | H | Roof Top Unit | RTU | Other | OTH | Custom | CST | 15 | TONS | H-RTU-OTH-CST-15 |  | HRTUOTHCST | 15
Roof Top UnitOtherCustom150 | SM | Air Handling Units | Air Handling Units | Roof Top Unit | RTU | RTU | H | Roof Top Unit | RTU | Other | OTH | Custom | CST | 150 | TONS | H-RTU-OTH-CST-150 |  | HRTUOTHCST | 15
Roof Top UnitOtherCustom200 | SM | Air Handling Units | Air Handling Units | Roof Top Unit | RTU | RTU | H | Roof Top Unit | RTU | Other | OTH | Custom | CST | 200 | TONS | H-RTU-OTH-CST-200 |  | HRTUOTHCST | 15
Roof Top UnitOtherCustom30 | SM | Air Handling Units | Air Handling Units | Roof Top Unit | RTU | RTU | H | Roof Top Unit | RTU | Other | OTH | Custom | CST | 30 | TONS | H-RTU-OTH-CST-30 |  | HRTUOTHCST | 15
Roof Top UnitOtherCustom5 | SM | Air Handling Units | Air Handling Units | Roof Top Unit | RTU | RTU | H | Roof Top Unit | RTU | Other | OTH | Custom | CST | 5 | TONS | H-RTU-OTH-CST-5 |  | HRTUOTHCST | 15
Roof Top UnitOtherCustom60 | SM | Air Handling Units | Air Handling Units | Roof Top Unit | RTU | RTU | H | Roof Top Unit | RTU | Other | OTH | Custom | CST | 60 | TONS | H-RTU-OTH-CST-60 |  | HRTUOTHCST | 15
Roof Top UnitOtherCustom90 | SM | Air Handling Units | Air Handling Units | Roof Top Unit | RTU | RTU | H | Roof Top Unit | RTU | Other | OTH | Custom | CST | 90 | TONS | H-RTU-OTH-CST-90 |  | HRTUOTHCST | 15
Roof Top UnitOtherPackaged120 | SM | Air Handling Units | Air Handling Units | Roof Top Unit | RTU | RTU | H | Roof Top Unit | RTU | Other | OTH | Packaged | PKG | 120 | TONS | H-RTU-OTH-PKG-120 |  | HRTUOTHPKG | 15
Roof Top UnitOtherPackaged15 | SM | Air Handling Units | Air Handling Units | Roof Top Unit | RTU | RTU | H | Roof Top Unit | RTU | Other | OTH | Packaged | PKG | 15 | TONS | H-RTU-OTH-PKG-15 |  | HRTUOTHPKG | 15
Roof Top UnitOtherPackaged150 | SM | Air Handling Units | Air Handling Units | Roof Top Unit | RTU | RTU | H | Roof Top Unit | RTU | Other | OTH | Packaged | PKG | 150 | TONS | H-RTU-OTH-PKG-150 |  | HRTUOTHPKG | 15
Roof Top UnitOtherPackaged200 | SM | Air Handling Units | Air Handling Units | Roof Top Unit | RTU | RTU | H | Roof Top Unit | RTU | Other | OTH | Packaged | PKG | 200 | TONS | H-RTU-OTH-PKG-200 |  | HRTUOTHPKG | 15
Roof Top UnitOtherPackaged30 | SM | Air Handling Units | Air Handling Units | Roof Top Unit | RTU | RTU | H | Roof Top Unit | RTU | Other | OTH | Packaged | PKG | 30 | TONS | H-RTU-OTH-PKG-30 |  | HRTUOTHPKG | 15
Roof Top UnitOtherPackaged5 | SM | Air Handling Units | Air Handling Units | Roof Top Unit | RTU | RTU | H | Roof Top Unit | RTU | Other | OTH | Packaged | PKG | 5 | TONS | H-RTU-OTH-PKG-5 |  | HRTUOTHPKG | 15
Roof Top UnitOtherPackaged60 | SM | Air Handling Units | Air Handling Units | Roof Top Unit | RTU | RTU | H | Roof Top Unit | RTU | Other | OTH | Packaged | PKG | 60 | TONS | H-RTU-OTH-PKG-60 |  | HRTUOTHPKG | 15
Roof Top UnitOtherPackaged90 | SM | Air Handling Units | Air Handling Units | Roof Top Unit | RTU | RTU | H | Roof Top Unit | RTU | Other | OTH | Packaged | PKG | 90 | TONS | H-RTU-OTH-PKG-90 |  | HRTUOTHPKG | 15
Sand/Oil InterceptorSand/Oil InterceptorAll1000 | PL | Sanitary Equipment | Sanitary Waste | Sand/Oil Interceptor | SOI | SOI | P | Sand/Oil Interceptor | TNK | Sand/Oil Interceptor | SOI | All | nan | 1000 | GPM | P-TNK-SOI--1000 |  | PTNKINT | 20
Sand/Oil InterceptorSand/Oil InterceptorAll200 | PL | Sanitary Equipment | Sanitary Waste | Sand/Oil Interceptor | SOI | SOI | P | Sand/Oil Interceptor | TNK | Sand/Oil Interceptor | SOI | All | nan | 200 | GPM | P-TNK-SOI--200 |  | PTNKINT | 20
Sand/Oil InterceptorSand/Oil InterceptorAll500 | PL | Sanitary Equipment | Sanitary Waste | Sand/Oil Interceptor | SOI | SOI | P | Sand/Oil Interceptor | TNK | Sand/Oil Interceptor | SOI | All | nan | 500 | GPM | P-TNK-SOI--500 |  | PTNKINT | 20
TankAcid NeutralizationAll2 | PL | Sanitary Equipment | Sanitary Waste | Acid Neutralization Tank | ANT | Other | P | Tank | TNK | Acid Neutralization | NEU | All | nan | 2 | INCHES | P-TNK-NEU--2 |  | PTNKNEU | 15
TankAcid NeutralizationAll4 | PL | Sanitary Equipment | Sanitary Waste | Acid Neutralization Tank | ANT | Other | P | Tank | TNK | Acid Neutralization | NEU | All | nan | 4 | INCHES | P-TNK-NEU--4 |  | PTNKNEU | 15
TankAcid NeutralizationAll6 | PL | Sanitary Equipment | Sanitary Waste | Acid Neutralization Tank | ANT | Other | P | Tank | TNK | Acid Neutralization | NEU | All | nan | 6 | INCHES | P-TNK-NEU--6 |  | PTNKNEU | 15
TankDomestic Water, No HXStorage, Above Ground120 | PL | Domestic Water Plant | Domestic Water | Storage Tank | ST | Other | P | Tank | TNK | Domestic Water, No HX | DW | Storage, Above Ground | AG | 120 | GAL | P-TNK-DW-AG-120 |  | nan | 20
TankDomestic Water, No HXStorage, Above Ground150 | PL | Domestic Water Plant | Domestic Water | Storage Tank | ST | Other | P | Tank | TNK | Domestic Water, No HX | DW | Storage, Above Ground | AG | 150 | GAL | P-TNK-DW-AG-150 |  | nan | 20
TankDomestic Water, No HXStorage, Above Ground200 | PL | Domestic Water Plant | Domestic Water | Storage Tank | ST | Other | P | Tank | TNK | Domestic Water, No HX | DW | Storage, Above Ground | AG | 200 | GAL | P-TNK-DW-AG-200 |  | nan | 20
TankDomestic Water, No HXStorage, Above Ground25 | PL | Domestic Water Plant | Domestic Water | Storage Tank | ST | Other | P | Tank | TNK | Domestic Water, No HX | DW | Storage, Above Ground | AG | 25 | GAL | P-TNK-DW-AG-25 |  | nan | 20
TankDomestic Water, No HXStorage, Above Ground250 | PL | Domestic Water Plant | Domestic Water | Storage Tank | ST | Other | P | Tank | TNK | Domestic Water, No HX | DW | Storage, Above Ground | AG | 250 | GAL | P-TNK-DW-AG-250 |  | nan | 20
TankDomestic Water, No HXStorage, Above Ground300 | PL | Domestic Water Plant | Domestic Water | Storage Tank | ST | Other | P | Tank | TNK | Domestic Water, No HX | DW | Storage, Above Ground | AG | 300 | GAL | P-TNK-DW-AG-300 |  | nan | 20
TankDomestic Water, No HXStorage, Above Ground400 | PL | Domestic Water Plant | Domestic Water | Storage Tank | ST | Other | P | Tank | TNK | Domestic Water, No HX | DW | Storage, Above Ground | AG | 400 | GAL | P-TNK-DW-AG-400 |  | nan | 20
TankDomestic Water, No HXStorage, Above Ground50 | PL | Domestic Water Plant | Domestic Water | Storage Tank | ST | Other | P | Tank | TNK | Domestic Water, No HX | DW | Storage, Above Ground | AG | 50 | GAL | P-TNK-DW-AG-50 |  | nan | 20
TankDomestic Water, No HXStorage, Above Ground500 | PL | Domestic Water Plant | Domestic Water | Storage Tank | ST | Other | P | Tank | TNK | Domestic Water, No HX | DW | Storage, Above Ground | AG | 500 | GAL | P-TNK-DW-AG-500 |  | nan | 20
TankDomestic Water, No HXStorage, Above Ground80 | PL | Domestic Water Plant | Domestic Water | Storage Tank | ST | Other | P | Tank | TNK | Domestic Water, No HX | DW | Storage, Above Ground | AG | 80 | GAL | P-TNK-DW-AG-80 |  | nan | 20
TankFuel OilAbove Ground10000 | PF | Fuel Oil Piping and Equipment | Fuel Oil | Fuel Oil Tank | nan | nan | H | Tank | TNK | Fuel Oil | OIL | Above Ground | AG | 10000 | GAL | H-TNK-OIL-AG-10000 |  | HTNKOILAG | 20
TankFuel OilAbove Ground20000 | PF | Fuel Oil Piping and Equipment | Fuel Oil | Fuel Oil Tank | nan | nan | H | Tank | TNK | Fuel Oil | OIL | Above Ground | AG | 20000 | GAL | H-TNK-OIL-AG-20000 |  | HTNKOILAG | 20
TankFuel OilAbove Ground500 | PF | Fuel Oil Piping and Equipment | Fuel Oil | Fuel Oil Tank | nan | nan | H | Tank | TNK | Fuel Oil | OIL | Above Ground | AG | 500 | GAL | H-TNK-OIL-AG-500 |  | HTNKOILAG | 20
TankFuel OilAbove Ground5000 | PF | Fuel Oil Piping and Equipment | Fuel Oil | Fuel Oil Tank | nan | nan | H | Tank | TNK | Fuel Oil | OIL | Above Ground | AG | 5000 | GAL | H-TNK-OIL-AG-5000 |  | HTNKOILAG | 20
TankFuel OilAbove Ground50000 | PF | Fuel Oil Piping and Equipment | Fuel Oil | Fuel Oil Tank | nan | nan | H | Tank | TNK | Fuel Oil | OIL | Above Ground | AG | 50000 | GAL | H-TNK-OIL-AG-50000 |  | HTNKOILAG | 20
TankFuel OilBelow Ground10000 | PF | Fuel Oil Piping and Equipment | Fuel Oil | Fuel Oil Tank | nan | nan | H | Tank | TNK | Fuel Oil | OIL | Below Ground | BG | 10000 | GAL | H-TNK-OIL-BG-10000 |  | HTNKOILUG | 20
TankFuel OilBelow Ground20000 | PF | Fuel Oil Piping and Equipment | Fuel Oil | Fuel Oil Tank | nan | nan | H | Tank | TNK | Fuel Oil | OIL | Below Ground | BG | 20000 | GAL | H-TNK-OIL-BG-20000 |  | HTNKOILUG | 20
TankFuel OilBelow Ground5000 | PF | Fuel Oil Piping and Equipment | Fuel Oil | Fuel Oil Tank | nan | nan | H | Tank | TNK | Fuel Oil | OIL | Below Ground | BG | 5000 | GAL | H-TNK-OIL-BG-5000 |  | HTNKOILUG | 20
TankFuel OilBelow Ground50000 | PF | Fuel Oil Piping and Equipment | Fuel Oil | Fuel Oil Tank | nan | nan | H | Tank | TNK | Fuel Oil | OIL | Below Ground | BG | 50000 | GAL | H-TNK-OIL-BG-50000 |  | HTNKOILUG | 20
TankHorizontalStorage, Above Ground1000 | PF | Chiller Plant, Cooling Tower Plant, Hot Water Boiler Plant | Chilled, Condenser, Heating Water | Storage Tank | ST | Other | H | Tank | TNK | Horizontal | HOR | Storage, Above Ground | AG | 1000 | GAL | H-TNK-HOR-AG-1000 |  | PDWHSTMTNK | 20
TankHorizontalStorage, Above Ground10000 | PF | Chiller Plant, Cooling Tower Plant, Hot Water Boiler Plant | Chilled, Condenser, Heating Water | Storage Tank | ST | Other | H | Tank | TNK | Horizontal | HOR | Storage, Above Ground | AG | 10000 | GAL | H-TNK-HOR-AG-10000 |  | PDWHSTMTNK | 20
TankHorizontalStorage, Above Ground15000 | PF | Chiller Plant, Cooling Tower Plant, Hot Water Boiler Plant | Chilled, Condenser, Heating Water | Storage Tank | ST | Other | H | Tank | TNK | Horizontal | HOR | Storage, Above Ground | AG | 15000 | GAL | H-TNK-HOR-AG-15000 |  | PDWHSTMTNK | 20
TankHorizontalStorage, Above Ground20000 | PF | Chiller Plant, Cooling Tower Plant, Hot Water Boiler Plant | Chilled, Condenser, Heating Water | Storage Tank | ST | Other | H | Tank | TNK | Horizontal | HOR | Storage, Above Ground | AG | 20000 | GAL | H-TNK-HOR-AG-20000 |  | PDWHSTMTNK | 20
TankHorizontalStorage, Above Ground2500 | PF | Chiller Plant, Cooling Tower Plant, Hot Water Boiler Plant | Chilled, Condenser, Heating Water | Storage Tank | ST | Other | H | Tank | TNK | Horizontal | HOR | Storage, Above Ground | AG | 2500 | GAL | H-TNK-HOR-AG-2500 |  | PDWHSTMTNK | 20
TankHorizontalStorage, Above Ground500 | PF | Chiller Plant, Cooling Tower Plant, Hot Water Boiler Plant | Chilled, Condenser, Heating Water | Storage Tank | ST | Other | H | Tank | TNK | Horizontal | HOR | Storage, Above Ground | AG | 500 | GAL | H-TNK-HOR-AG-500 |  | PDWHSTMTNK | 20
TankHorizontalStorage, Above Ground5000 | PF | Chiller Plant, Cooling Tower Plant, Hot Water Boiler Plant | Chilled, Condenser, Heating Water | Storage Tank | ST | Other | H | Tank | TNK | Horizontal | HOR | Storage, Above Ground | AG | 5000 | GAL | H-TNK-HOR-AG-5000 |  | PDWHSTMTNK | 20
TankPressure VesselAll1000 | REF | Refrigeration Equipment | Refrigeration | Pressure Vessel | nan | nan | R | Tank | TNK | Pressure Vessel | VSL | All | nan | 1000 | GAL | R-TNK-VSL--1000 |  | RTNKVSL | 20
TankPressure VesselAll10000 | REF | Refrigeration Equipment | Refrigeration | Pressure Vessel | nan | nan | R | Tank | TNK | Pressure Vessel | VSL | All | nan | 10000 | GAL | R-TNK-VSL--10000 |  | RTNKVSL | 20
TankPressure VesselAll200 | REF | Refrigeration Equipment | Refrigeration | Pressure Vessel | nan | nan | R | Tank | TNK | Pressure Vessel | VSL | All | nan | 200 | GAL | R-TNK-VSL--200 |  | RTNKVSL | 20
TankPressure VesselAll2500 | REF | Refrigeration Equipment | Refrigeration | Pressure Vessel | nan | nan | R | Tank | TNK | Pressure Vessel | VSL | All | nan | 2500 | GAL | R-TNK-VSL--2500 |  | RTNKVSL | 20
TankPressure VesselAll500 | REF | Refrigeration Equipment | Refrigeration | Pressure Vessel | nan | nan | R | Tank | TNK | Pressure Vessel | VSL | All | nan | 500 | GAL | R-TNK-VSL--500 |  | RTNKVSL | 20
TankPressure VesselAll5000 | REF | Refrigeration Equipment | Refrigeration | Pressure Vessel | nan | nan | R | Tank | TNK | Pressure Vessel | VSL | All | nan | 5000 | GAL | R-TNK-VSL--5000 |  | RTNKVSL | 20
TankPropaneStorage, Above Ground100 | PL | Natural Gas Piping and Equipment | Natural Gas | Propane Storage Tank | ST | Other | P | Tank | TNK | Propane | LPG | Storage, Above Ground | AG | 100 | GAL | P-TNK-LPG-AG-100 |  | PTNKLPGAG | 20
TankPropaneStorage, Above Ground1000 | PL | Natural Gas Piping and Equipment | Natural Gas | Propane Storage Tank | ST | Other | P | Tank | TNK | Propane | LPG | Storage, Above Ground | AG | 1000 | GAL | P-TNK-LPG-AG-1000 |  | PTNKLPGAG | 20
TankPropaneStorage, Above Ground200 | PL | Natural Gas Piping and Equipment | Natural Gas | Propane Storage Tank | ST | Other | P | Tank | TNK | Propane | LPG | Storage, Above Ground | AG | 200 | GAL | P-TNK-LPG-AG-200 |  | PTNKLPGAG | 20
TankPropaneStorage, Above Ground500 | PL | Natural Gas Piping and Equipment | Natural Gas | Propane Storage Tank | ST | Other | P | Tank | TNK | Propane | LPG | Storage, Above Ground | AG | 500 | GAL | P-TNK-LPG-AG-500 |  | PTNKLPGAG | 20
TankSteamDeaerator100 | PF | Steam Boiler Plant | Steam | Deaerator | DA | DA | H | Tank | TNK | Steam | STM | Deaerator | DA | 100 | HP | H-TNK-STM-DA-100 |  | HACCDEA | 25
TankSteamDeaerator1000 | PF | Steam Boiler Plant | Steam | Deaerator | DA | DA | H | Tank | TNK | Steam | STM | Deaerator | DA | 1000 | HP | H-TNK-STM-DA-1000 |  | HACCDEA | 25
TankSteamDeaerator10000 | PF | Steam Boiler Plant | Steam | Deaerator | DA | DA | H | Tank | TNK | Steam | STM | Deaerator | DA | 10000 | HP | H-TNK-STM-DA-10000 |  | HACCDEA | 25
TankSteamDeaerator1500 | PF | Steam Boiler Plant | Steam | Deaerator | DA | DA | H | Tank | TNK | Steam | STM | Deaerator | DA | 1500 | HP | H-TNK-STM-DA-1500 |  | HACCDEA | 25
TankSteamDeaerator200 | PF | Steam Boiler Plant | Steam | Deaerator | DA | DA | H | Tank | TNK | Steam | STM | Deaerator | DA | 200 | HP | H-TNK-STM-DA-200 |  | HACCDEA | 25
TankSteamDeaerator2000 | PF | Steam Boiler Plant | Steam | Deaerator | DA | DA | H | Tank | TNK | Steam | STM | Deaerator | DA | 2000 | HP | H-TNK-STM-DA-2000 |  | HACCDEA | 25
TankSteamDeaerator300 | PF | Steam Boiler Plant | Steam | Deaerator | DA | DA | H | Tank | TNK | Steam | STM | Deaerator | DA | 300 | HP | H-TNK-STM-DA-300 |  | HACCDEA | 25
TankSteamDeaerator3000 | PF | Steam Boiler Plant | Steam | Deaerator | DA | DA | H | Tank | TNK | Steam | STM | Deaerator | DA | 3000 | HP | H-TNK-STM-DA-3000 |  | HACCDEA | 25
TankSteamDeaerator400 | PF | Steam Boiler Plant | Steam | Deaerator | DA | DA | H | Tank | TNK | Steam | STM | Deaerator | DA | 400 | HP | H-TNK-STM-DA-400 |  | HACCDEA | 25
TankSteamDeaerator4000 | PF | Steam Boiler Plant | Steam | Deaerator | DA | DA | H | Tank | TNK | Steam | STM | Deaerator | DA | 4000 | HP | H-TNK-STM-DA-4000 |  | HACCDEA | 25
TankSteamDeaerator500 | PF | Steam Boiler Plant | Steam | Deaerator | DA | DA | H | Tank | TNK | Steam | STM | Deaerator | DA | 500 | HP | H-TNK-STM-DA-500 |  | HACCDEA | 25
TankSteamDeaerator5000 | PF | Steam Boiler Plant | Steam | Deaerator | DA | DA | H | Tank | TNK | Steam | STM | Deaerator | DA | 5000 | HP | H-TNK-STM-DA-5000 |  | HACCDEA | 25
TankSteamDeaerator750 | PF | Steam Boiler Plant | Steam | Deaerator | DA | DA | H | Tank | TNK | Steam | STM | Deaerator | DA | 750 | HP | H-TNK-STM-DA-750 |  | HACCDEA | 25
TankSteamDeaerator7500 | PF | Steam Boiler Plant | Steam | Deaerator | DA | DA | H | Tank | TNK | Steam | STM | Deaerator | DA | 7500 | HP | H-TNK-STM-DA-7500 |  | HACCDEA | 25
TankSteamFlash, Above Ground100 | PF | Steam Boiler Plant | Steam | Flash Tank | FT | FT | H | Tank | TNK | Steam | STM | Flash, Above Ground | AG | 100 | GAL | H-TNK-STM-AG-100 |  | nan | 20
TankSteamFlash, Above Ground200 | PF | Steam Boiler Plant | Steam | Flash Tank | FT | FT | H | Tank | TNK | Steam | STM | Flash, Above Ground | AG | 200 | GAL | H-TNK-STM-AG-200 |  | nan | 20
TankSteamFlash, Above Ground400 | PF | Steam Boiler Plant | Steam | Flash Tank | FT | FT | H | Tank | TNK | Steam | STM | Flash, Above Ground | AG | 400 | GAL | H-TNK-STM-AG-400 |  | nan | 20
TankVerticalStorage, Underground1000 | PF | Chiller Plant, Cooling Tower Plant, Hot Water Boiler Plant | Chilled, Condenser, Heating Water | Storage Tank | ST | Other | H | Tank | TNK | Vertical | VER | Storage, Underground | UG | 1000 | GAL | H-TNK-VER-UG-1000 |  | nan | 20
TankVerticalStorage, Underground10000 | PF | Chiller Plant, Cooling Tower Plant, Hot Water Boiler Plant | Chilled, Condenser, Heating Water | Storage Tank | ST | Other | H | Tank | TNK | Vertical | VER | Storage, Underground | UG | 10000 | GAL | H-TNK-VER-UG-10000 |  | nan | 20
TankVerticalStorage, Underground15000 | PF | Chiller Plant, Cooling Tower Plant, Hot Water Boiler Plant | Chilled, Condenser, Heating Water | Storage Tank | ST | Other | H | Tank | TNK | Vertical | VER | Storage, Underground | UG | 15000 | GAL | H-TNK-VER-UG-15000 |  | nan | 20
TankVerticalStorage, Underground2000 | PF | Chiller Plant, Cooling Tower Plant, Hot Water Boiler Plant | Chilled, Condenser, Heating Water | Storage Tank | ST | Other | H | Tank | TNK | Vertical | VER | Storage, Underground | UG | 2000 | GAL | H-TNK-VER-UG-2000 |  | nan | 20
TankVerticalStorage, Underground20000 | PF | Chiller Plant, Cooling Tower Plant, Hot Water Boiler Plant | Chilled, Condenser, Heating Water | Storage Tank | ST | Other | H | Tank | TNK | Vertical | VER | Storage, Underground | UG | 20000 | GAL | H-TNK-VER-UG-20000 |  | nan | 20
TankVerticalStorage, Underground30000 | PF | Chiller Plant, Cooling Tower Plant, Hot Water Boiler Plant | Chilled, Condenser, Heating Water | Storage Tank | ST | Other | H | Tank | TNK | Vertical | VER | Storage, Underground | UG | 30000 | GAL | H-TNK-VER-UG-30000 |  | nan | 20
TankVerticalStorage, Underground500 | PF | Chiller Plant, Cooling Tower Plant, Hot Water Boiler Plant | Chilled, Condenser, Heating Water | Storage Tank | ST | Other | H | Tank | TNK | Vertical | VER | Storage, Underground | UG | 500 | GAL | H-TNK-VER-UG-500 |  | nan | 20
TankVerticalStorage, Underground5000 | PF | Chiller Plant, Cooling Tower Plant, Hot Water Boiler Plant | Chilled, Condenser, Heating Water | Storage Tank | ST | Other | H | Tank | TNK | Vertical | VER | Storage, Underground | UG | 5000 | GAL | H-TNK-VER-UG-5000 |  | nan | 20
TankWith Heat ExchangerStorage, Above Ground120 | PL | Domestic Water Plant | Domestic Water | Domestic Water Heater Tank | DWHT | Other | P | Tank | TNK | With Heat Exchanger | DHX | Storage, Above Ground | AG | 120 | GAL | P-TNK-DHX-AG-120 |  | nan | 15
TankWith Heat ExchangerStorage, Above Ground150 | PL | Domestic Water Plant | Domestic Water | Domestic Water Heater Tank | DWHT | Other | P | Tank | TNK | With Heat Exchanger | DHX | Storage, Above Ground | AG | 150 | GAL | P-TNK-DHX-AG-150 |  | nan | 15
TankWith Heat ExchangerStorage, Above Ground200 | PL | Domestic Water Plant | Domestic Water | Domestic Water Heater Tank | DWHT | Other | P | Tank | TNK | With Heat Exchanger | DHX | Storage, Above Ground | AG | 200 | GAL | P-TNK-DHX-AG-200 |  | nan | 15
TankWith Heat ExchangerStorage, Above Ground25 | PL | Domestic Water Plant | Domestic Water | Domestic Water Heater Tank | DWHT | Other | P | Tank | TNK | With Heat Exchanger | DHX | Storage, Above Ground | AG | 25 | GAL | P-TNK-DHX-AG-25 |  | nan | 15
TankWith Heat ExchangerStorage, Above Ground250 | PL | Domestic Water Plant | Domestic Water | Domestic Water Heater Tank | DWHT | Other | P | Tank | TNK | With Heat Exchanger | DHX | Storage, Above Ground | AG | 250 | GAL | P-TNK-DHX-AG-250 |  | nan | 15
TankWith Heat ExchangerStorage, Above Ground300 | PL | Domestic Water Plant | Domestic Water | Domestic Water Heater Tank | DWHT | Other | P | Tank | TNK | With Heat Exchanger | DHX | Storage, Above Ground | AG | 300 | GAL | P-TNK-DHX-AG-300 |  | nan | 15
TankWith Heat ExchangerStorage, Above Ground400 | PL | Domestic Water Plant | Domestic Water | Domestic Water Heater Tank | DWHT | Other | P | Tank | TNK | With Heat Exchanger | DHX | Storage, Above Ground | AG | 400 | GAL | P-TNK-DHX-AG-400 |  | nan | 15
TankWith Heat ExchangerStorage, Above Ground50 | PL | Domestic Water Plant | Domestic Water | Domestic Water Heater Tank | DWHT | Other | P | Tank | TNK | With Heat Exchanger | DHX | Storage, Above Ground | AG | 50 | GAL | P-TNK-DHX-AG-50 |  | nan | 15
TankWith Heat ExchangerStorage, Above Ground500 | PL | Domestic Water Plant | Domestic Water | Domestic Water Heater Tank | DWHT | Other | P | Tank | TNK | With Heat Exchanger | DHX | Storage, Above Ground | AG | 500 | GAL | P-TNK-DHX-AG-500 |  | nan | 15
TankWith Heat ExchangerStorage, Above Ground80 | PL | Domestic Water Plant | Domestic Water | Domestic Water Heater Tank | DWHT | Other | P | Tank | TNK | With Heat Exchanger | DHX | Storage, Above Ground | AG | 80 | GAL | P-TNK-DHX-AG-80 |  | nan | 15
Unit HeaterElectricCeiling Mounted100 | PF | Air Handling System Terminal Equipment | Terminal Equipment | Unit Heater | EUH | UH | H | Unit Heater | UH | Electric | ELE | Ceiling Mounted | CLG | 100 | MBH | H-UH-ELE-CLG-100 |  | HUHELECLG | 13
Unit HeaterElectricCeiling Mounted150 | PF | Air Handling System Terminal Equipment | Terminal Equipment | Unit Heater | EUH | UH | H | Unit Heater | UH | Electric | ELE | Ceiling Mounted | CLG | 150 | MBH | H-UH-ELE-CLG-150 |  | HUHELECLG | 13
Unit HeaterElectricCeiling Mounted200 | PF | Air Handling System Terminal Equipment | Terminal Equipment | Unit Heater | EUH | UH | H | Unit Heater | UH | Electric | ELE | Ceiling Mounted | CLG | 200 | MBH | H-UH-ELE-CLG-200 |  | HUHELECLG | 13
Unit HeaterElectricCeiling Mounted25 | PF | Air Handling System Terminal Equipment | Terminal Equipment | Unit Heater | EUH | UH | H | Unit Heater | UH | Electric | ELE | Ceiling Mounted | CLG | 25 | MBH | H-UH-ELE-CLG-25 |  | HUHELECLG | 13
Unit HeaterElectricCeiling Mounted5 | PF | Air Handling System Terminal Equipment | Terminal Equipment | Unit Heater | EUH | UH | H | Unit Heater | UH | Electric | ELE | Ceiling Mounted | CLG | 5 | MBH | H-UH-ELE-CLG-5 |  | HUHELECLG | 13
Unit HeaterElectricCeiling Mounted50 | PF | Air Handling System Terminal Equipment | Terminal Equipment | Unit Heater | EUH | UH | H | Unit Heater | UH | Electric | ELE | Ceiling Mounted | CLG | 50 | MBH | H-UH-ELE-CLG-50 |  | HUHELECLG | 13
Unit HeaterGas-FiredCeiling Mounted150 | PF | Air Handling System Terminal Equipment | Terminal Equipment | Unit Heater | UH | UH | H | Unit Heater | UH | Gas-Fired | GAS | Ceiling Mounted | CLG | 150 | MBH | H-UH-GAS-CLG-150 |  | HUHGASCLG | 13
Unit HeaterGas-FiredCeiling Mounted400 | PF | Air Handling System Terminal Equipment | Terminal Equipment | Unit Heater | UH | UH | H | Unit Heater | UH | Gas-Fired | GAS | Ceiling Mounted | CLG | 400 | MBH | H-UH-GAS-CLG-400 |  | HUHGASCLG | 13
Unit HeaterHot WaterCeiling Mounted150 | PF | Air Handling System Terminal Equipment | Terminal Equipment | Unit Heater | UH | UH | H | Unit Heater | UH | Hot Water | HW | Ceiling Mounted | CLG | 150 | MBH | H-UH-HW-CLG-150 |  | HUHHWCLG | 20
Unit HeaterHot WaterCeiling Mounted400 | PF | Air Handling System Terminal Equipment | Terminal Equipment | Unit Heater | UH | UH | H | Unit Heater | UH | Hot Water | HW | Ceiling Mounted | CLG | 400 | MBH | H-UH-HW-CLG-400 |  | HUHHWCLG | 20
Unit HeaterSteamCeiling Mounted150 | PF | Air Handling System Terminal Equipment | Terminal Equipment | Unit Heater | UH | UH | H | Unit Heater | UH | Steam | STM | Ceiling Mounted | CLG | 150 | MBH | H-UH-STM-CLG-150 |  | HUHSTMCLG | 20
Unit HeaterSteamCeiling Mounted400 | PF | Air Handling System Terminal Equipment | Terminal Equipment | Unit Heater | UH | UH | H | Unit Heater | UH | Steam | STM | Ceiling Mounted | CLG | 400 | MBH | H-UH-STM-CLG-400 |  | HUHSTMCLG | 20
Unit VentilatorHot WaterCeiling Mounted1000 | PF | Air Handling System Terminal Equipment | Terminal Equipment | Unit Ventilator | UV | UV | H | Unit Ventilator | UV | Hot Water | HW | Ceiling Mounted | CLG | 1000 | CFM | H-UV-HW-CLG-1000 |  | HUVHW | 15
Unit VentilatorHot WaterCeiling Mounted2000 | PF | Air Handling System Terminal Equipment | Terminal Equipment | Unit Ventilator | UV | UV | H | Unit Ventilator | UV | Hot Water | HW | Ceiling Mounted | CLG | 2000 | CFM | H-UV-HW-CLG-2000 |  | HUVHW | 15
Unit VentilatorHot WaterFloor Mounted1000 | PF | Air Handling System Terminal Equipment | Terminal Equipment | Unit Ventilator | UV | UV | H | Unit Ventilator | UV | Hot Water | HW | Floor Mounted | FLR | 1000 | CFM | H-UV-HW-FLR-1000 |  | HUVHW | 15
Unit VentilatorHot WaterFloor Mounted2000 | PF | Air Handling System Terminal Equipment | Terminal Equipment | Unit Ventilator | UV | UV | H | Unit Ventilator | UV | Hot Water | HW | Floor Mounted | FLR | 2000 | CFM | H-UV-HW-FLR-2000 |  | HUVHW | 15
VacuumVacuumAll10 | PL | Medical/Lab Gas Plant | Medical/Lab Gas | Vacuum | Vacuum | VAC | P | Vacuum | PMP | Vacuum | VAC | All | nan | 10 | HP | P-PMP-VAC--10 |  | PPMPVAC | 15
VacuumVacuumAll25 | PL | Medical/Lab Gas Plant | Medical/Lab Gas | Vacuum | Vacuum | VAC | P | Vacuum | PMP | Vacuum | VAC | All | nan | 25 | HP | P-PMP-VAC--25 |  | PPMPVAC | 15
VacuumVacuumAll50 | PL | Medical/Lab Gas Plant | Medical/Lab Gas | Vacuum | Vacuum | VAC | P | Vacuum | PMP | Vacuum | VAC | All | nan | 50 | HP | P-PMP-VAC--50 |  | PPMPVAC | 15
VacuumVacuumAll75 | PL | Medical/Lab Gas Plant | Medical/Lab Gas | Vacuum | Vacuum | VAC | P | Vacuum | PMP | Vacuum | VAC | All | nan | 75 | HP | P-PMP-VAC--75 |  | PPMPVAC | 15
VAV BoxElectricAll1000 | SM | SM Accessories | Terminal Equipment | VAV Box | VAV | VAV | H | VAV Box | VAV | Electric | ELE | All | nan | 1000 | CFM | H-VAV-ELE--1000 |  | HVAV | 20
VAV BoxElectricAll1200 | SM | SM Accessories | Terminal Equipment | VAV Box | VAV | VAV | H | VAV Box | VAV | Electric | ELE | All | nan | 1200 | CFM | H-VAV-ELE--1200 |  | HVAV | 20
VAV BoxElectricAll1500 | SM | SM Accessories | Terminal Equipment | VAV Box | VAV | VAV | H | VAV Box | VAV | Electric | ELE | All | nan | 1500 | CFM | H-VAV-ELE--1500 |  | HVAV | 20
VAV BoxElectricAll200 | SM | SM Accessories | Terminal Equipment | VAV Box | VAV | VAV | H | VAV Box | VAV | Electric | ELE | All | nan | 200 | CFM | H-VAV-ELE--200 |  | HVAV | 20
VAV BoxElectricAll2000 | SM | SM Accessories | Terminal Equipment | VAV Box | VAV | VAV | H | VAV Box | VAV | Electric | ELE | All | nan | 2000 | CFM | H-VAV-ELE--2000 |  | HVAV | 20
VAV BoxElectricAll2400 | SM | SM Accessories | Terminal Equipment | VAV Box | VAV | VAV | H | VAV Box | VAV | Electric | ELE | All | nan | 2400 | CFM | H-VAV-ELE--2400 |  | HVAV | 20
VAV BoxElectricAll3000 | SM | SM Accessories | Terminal Equipment | VAV Box | VAV | VAV | H | VAV Box | VAV | Electric | ELE | All | nan | 3000 | CFM | H-VAV-ELE--3000 |  | HVAV | 20
VAV BoxElectricAll3600 | SM | SM Accessories | Terminal Equipment | VAV Box | VAV | VAV | H | VAV Box | VAV | Electric | ELE | All | nan | 3600 | CFM | H-VAV-ELE--3600 |  | HVAV | 20
VAV BoxElectricAll400 | SM | SM Accessories | Terminal Equipment | VAV Box | VAV | VAV | H | VAV Box | VAV | Electric | ELE | All | nan | 400 | CFM | H-VAV-ELE--400 |  | HVAV | 20
VAV BoxElectricAll4800 | SM | SM Accessories | Terminal Equipment | VAV Box | VAV | VAV | H | VAV Box | VAV | Electric | ELE | All | nan | 4800 | CFM | H-VAV-ELE--4800 |  | HVAV | 20
VAV BoxElectricAll600 | SM | SM Accessories | Terminal Equipment | VAV Box | VAV | VAV | H | VAV Box | VAV | Electric | ELE | All | nan | 600 | CFM | H-VAV-ELE--600 |  | HVAV | 20
VAV BoxElectricAll6000 | SM | SM Accessories | Terminal Equipment | VAV Box | VAV | VAV | H | VAV Box | VAV | Electric | ELE | All | nan | 6000 | CFM | H-VAV-ELE--6000 |  | HVAV | 20
VAV BoxElectricAll7200 | nan | SM Accessories | Terminal Equipment | VAV Box | VAV | VAV | H | VAV Box | VAV | Electric | ELE | All | nan | 7200 | CFM | H-VAV-ELE--7200 |  | HVAV | 20
VAV BoxElectricAll800 | SM | SM Accessories | Terminal Equipment | VAV Box | VAV | VAV | H | VAV Box | VAV | Electric | ELE | All | nan | 800 | CFM | H-VAV-ELE--800 |  | HVAV | 20
VAV BoxHot WaterAll1000 | SM | SM Accessories | Terminal Equipment | VAV Box | VAV | VAV | H | VAV Box | VAV | Hot Water | HW | All | nan | 1000 | CFM | H-VAV-HW--1000 |  | HVAV | 20
VAV BoxHot WaterAll1200 | SM | SM Accessories | Terminal Equipment | VAV Box | VAV | VAV | H | VAV Box | VAV | Hot Water | HW | All | nan | 1200 | CFM | H-VAV-HW--1200 |  | HVAV | 20
VAV BoxHot WaterAll1500 | SM | SM Accessories | Terminal Equipment | VAV Box | VAV | VAV | H | VAV Box | VAV | Hot Water | HW | All | nan | 1500 | CFM | H-VAV-HW--1500 |  | HVAV | 20
VAV BoxHot WaterAll200 | SM | SM Accessories | Terminal Equipment | VAV Box | VAV | VAV | H | VAV Box | VAV | Hot Water | HW | All | nan | 200 | CFM | H-VAV-HW--200 |  | HVAV | 20
VAV BoxHot WaterAll2000 | SM | SM Accessories | Terminal Equipment | VAV Box | VAV | VAV | H | VAV Box | VAV | Hot Water | HW | All | nan | 2000 | CFM | H-VAV-HW--2000 |  | HVAV | 20
VAV BoxHot WaterAll2400 | SM | SM Accessories | Terminal Equipment | VAV Box | VAV | VAV | H | VAV Box | VAV | Hot Water | HW | All | nan | 2400 | CFM | H-VAV-HW--2400 |  | HVAV | 20
VAV BoxHot WaterAll3000 | SM | SM Accessories | Terminal Equipment | VAV Box | VAV | VAV | H | VAV Box | VAV | Hot Water | HW | All | nan | 3000 | CFM | H-VAV-HW--3000 |  | HVAV | 20
VAV BoxHot WaterAll3600 | SM | SM Accessories | Terminal Equipment | VAV Box | VAV | VAV | H | VAV Box | VAV | Hot Water | HW | All | nan | 3600 | CFM | H-VAV-HW--3600 |  | HVAV | 20
VAV BoxHot WaterAll400 | SM | SM Accessories | Terminal Equipment | VAV Box | VAV | VAV | H | VAV Box | VAV | Hot Water | HW | All | nan | 400 | CFM | H-VAV-HW--400 |  | HVAV | 20
VAV BoxHot WaterAll4800 | SM | SM Accessories | Terminal Equipment | VAV Box | VAV | VAV | H | VAV Box | VAV | Hot Water | HW | All | nan | 4800 | CFM | H-VAV-HW--4800 |  | HVAV | 20
VAV BoxHot WaterAll600 | SM | SM Accessories | Terminal Equipment | VAV Box | VAV | VAV | H | VAV Box | VAV | Hot Water | HW | All | nan | 600 | CFM | H-VAV-HW--600 |  | HVAV | 20
VAV BoxHot WaterAll6000 | SM | SM Accessories | Terminal Equipment | VAV Box | VAV | VAV | H | VAV Box | VAV | Hot Water | HW | All | nan | 6000 | CFM | H-VAV-HW--6000 |  | HVAV | 20
VAV BoxHot WaterAll7200 | SM | SM Accessories | Terminal Equipment | VAV Box | VAV | VAV | H | VAV Box | VAV | Hot Water | HW | All | nan | 7200 | CFM | H-VAV-HW--7200 |  | HVAV | 20
VAV BoxHot WaterAll800 | SM | SM Accessories | Terminal Equipment | VAV Box | VAV | VAV | H | VAV Box | VAV | Hot Water | HW | All | nan | 800 | CFM | H-VAV-HW--800 |  | HVAV | 20
VAV BoxNo HeatAll1000 | SM | SM Accessories | Terminal Equipment | VAV Box | VAV | VAV | H | VAV Box | VAV | No Heat | NO | All | nan | 1000 | CFM | H-VAV-NO--1000 |  | HVAV | 20
VAV BoxNo HeatAll1200 | SM | SM Accessories | Terminal Equipment | VAV Box | VAV | VAV | H | VAV Box | VAV | No Heat | NO | All | nan | 1200 | CFM | H-VAV-NO--1200 |  | HVAV | 20
VAV BoxNo HeatAll1500 | SM | SM Accessories | Terminal Equipment | VAV Box | VAV | VAV | H | VAV Box | VAV | No Heat | NO | All | nan | 1500 | CFM | H-VAV-NO--1500 |  | HVAV | 20
VAV BoxNo HeatAll200 | SM | SM Accessories | Terminal Equipment | VAV Box | VAV | VAV | H | VAV Box | VAV | No Heat | NO | All | nan | 200 | CFM | H-VAV-NO--200 |  | HVAV | 20
VAV BoxNo HeatAll2000 | SM | SM Accessories | Terminal Equipment | VAV Box | VAV | VAV | H | VAV Box | VAV | No Heat | NO | All | nan | 2000 | CFM | H-VAV-NO--2000 |  | HVAV | 20
VAV BoxNo HeatAll2400 | SM | SM Accessories | Terminal Equipment | VAV Box | VAV | VAV | H | VAV Box | VAV | No Heat | NO | All | nan | 2400 | CFM | H-VAV-NO--2400 |  | HVAV | 20
VAV BoxNo HeatAll3000 | SM | SM Accessories | Terminal Equipment | VAV Box | VAV | VAV | H | VAV Box | VAV | No Heat | NO | All | nan | 3000 | CFM | H-VAV-NO--3000 |  | HVAV | 20
VAV BoxNo HeatAll3600 | SM | SM Accessories | Terminal Equipment | VAV Box | VAV | VAV | H | VAV Box | VAV | No Heat | NO | All | nan | 3600 | CFM | H-VAV-NO--3600 |  | HVAV | 20
VAV BoxNo HeatAll400 | SM | SM Accessories | Terminal Equipment | VAV Box | VAV | VAV | H | VAV Box | VAV | No Heat | NO | All | nan | 400 | CFM | H-VAV-NO--400 |  | HVAV | 20
VAV BoxNo HeatAll4800 | SM | SM Accessories | Terminal Equipment | VAV Box | VAV | VAV | H | VAV Box | VAV | No Heat | NO | All | nan | 4800 | CFM | H-VAV-NO--4800 |  | HVAV | 20
VAV BoxNo HeatAll600 | SM | SM Accessories | Terminal Equipment | VAV Box | VAV | VAV | H | VAV Box | VAV | No Heat | NO | All | nan | 600 | CFM | H-VAV-NO--600 |  | HVAV | 20
VAV BoxNo HeatAll6000 | SM | SM Accessories | Terminal Equipment | VAV Box | VAV | VAV | H | VAV Box | VAV | No Heat | NO | All | nan | 6000 | CFM | H-VAV-NO--6000 |  | HVAV | 20
VAV BoxNo HeatAll7200 | SM | SM Accessories | Terminal Equipment | VAV Box | VAV | VAV | H | VAV Box | VAV | No Heat | NO | All | nan | 7200 | CFM | H-VAV-NO--7200 |  | HVAV | 20
VAV BoxNo HeatAll800 | SM | SM Accessories | Terminal Equipment | VAV Box | VAV | VAV | H | VAV Box | VAV | No Heat | NO | All | nan | 800 | CFM | H-VAV-NO--800 |  | HVAV | 20
Venturi VAV BoxElectricVenturi Valve1000 | SM | SM Accessories | Terminal Equipment | Venturi VAV Box | VVAV | VVAV | H | Venturi VAV Box | VTI | Electric | ELE | Venturi Valve | nan | 1000 | CFM | H-VTI-ELE--1000 |  | HVAV | 20
Venturi VAV BoxElectricVenturi Valve1200 | SM | SM Accessories | Terminal Equipment | Venturi VAV Box | VVAV | VVAV | H | Venturi VAV Box | VTI | Electric | ELE | Venturi Valve | nan | 1200 | CFM | H-VTI-ELE--1200 |  | HVAV | 20
Venturi VAV BoxElectricVenturi Valve1500 | SM | SM Accessories | Terminal Equipment | Venturi VAV Box | VVAV | VVAV | H | Venturi VAV Box | VTI | Electric | ELE | Venturi Valve | nan | 1500 | CFM | H-VTI-ELE--1500 |  | HVAV | 20
Venturi VAV BoxElectricVenturi Valve200 | SM | SM Accessories | Terminal Equipment | Venturi VAV Box | VVAV | VVAV | H | Venturi VAV Box | VTI | Electric | ELE | Venturi Valve | nan | 200 | CFM | H-VTI-ELE--200 |  | HVAV | 20
Venturi VAV BoxElectricVenturi Valve2000 | SM | SM Accessories | Terminal Equipment | Venturi VAV Box | VVAV | VVAV | H | Venturi VAV Box | VTI | Electric | ELE | Venturi Valve | nan | 2000 | CFM | H-VTI-ELE--2000 |  | HVAV | 20
Venturi VAV BoxElectricVenturi Valve2400 | SM | SM Accessories | Terminal Equipment | Venturi VAV Box | VVAV | VVAV | H | Venturi VAV Box | VTI | Electric | ELE | Venturi Valve | nan | 2400 | CFM | H-VTI-ELE--2400 |  | HVAV | 20
Venturi VAV BoxElectricVenturi Valve3000 | SM | SM Accessories | Terminal Equipment | Venturi VAV Box | VVAV | VVAV | H | Venturi VAV Box | VTI | Electric | ELE | Venturi Valve | nan | 3000 | CFM | H-VTI-ELE--3000 |  | HVAV | 20
Venturi VAV BoxElectricVenturi Valve400 | SM | SM Accessories | Terminal Equipment | Venturi VAV Box | VVAV | VVAV | H | Venturi VAV Box | VTI | Electric | ELE | Venturi Valve | nan | 400 | CFM | H-VTI-ELE--400 |  | HVAV | 20
Venturi VAV BoxElectricVenturi Valve600 | SM | SM Accessories | Terminal Equipment | Venturi VAV Box | VVAV | VVAV | H | Venturi VAV Box | VTI | Electric | ELE | Venturi Valve | nan | 600 | CFM | H-VTI-ELE--600 |  | HVAV | 20
Venturi VAV BoxElectricVenturi Valve800 | SM | SM Accessories | Terminal Equipment | Venturi VAV Box | VVAV | VVAV | H | Venturi VAV Box | VTI | Electric | ELE | Venturi Valve | nan | 800 | CFM | H-VTI-ELE--800 |  | HVAV | 20
Venturi VAV BoxHot WaterVenturi Valve1000 | SM | SM Accessories | Terminal Equipment | Venturi VAV Box | VVAV | VVAV | H | Venturi VAV Box | VTI | Hot Water | HW | Venturi Valve | nan | 1000 | CFM | H-VTI-HW--1000 |  | HVAV | 20
Venturi VAV BoxHot WaterVenturi Valve1200 | SM | SM Accessories | Terminal Equipment | Venturi VAV Box | VVAV | VVAV | H | Venturi VAV Box | VTI | Hot Water | HW | Venturi Valve | nan | 1200 | CFM | H-VTI-HW--1200 |  | HVAV | 20
Venturi VAV BoxHot WaterVenturi Valve1500 | SM | SM Accessories | Terminal Equipment | Venturi VAV Box | VVAV | VVAV | H | Venturi VAV Box | VTI | Hot Water | HW | Venturi Valve | nan | 1500 | CFM | H-VTI-HW--1500 |  | HVAV | 20
Venturi VAV BoxHot WaterVenturi Valve200 | SM | SM Accessories | Terminal Equipment | Venturi VAV Box | VVAV | VVAV | H | Venturi VAV Box | VTI | Hot Water | HW | Venturi Valve | nan | 200 | CFM | H-VTI-HW--200 |  | HVAV | 20
Venturi VAV BoxHot WaterVenturi Valve2000 | SM | SM Accessories | Terminal Equipment | Venturi VAV Box | VVAV | VVAV | H | Venturi VAV Box | VTI | Hot Water | HW | Venturi Valve | nan | 2000 | CFM | H-VTI-HW--2000 |  | HVAV | 20
Venturi VAV BoxHot WaterVenturi Valve2400 | SM | SM Accessories | Terminal Equipment | Venturi VAV Box | VVAV | VVAV | H | Venturi VAV Box | VTI | Hot Water | HW | Venturi Valve | nan | 2400 | CFM | H-VTI-HW--2400 |  | HVAV | 20
Venturi VAV BoxHot WaterVenturi Valve3000 | SM | SM Accessories | Terminal Equipment | Venturi VAV Box | VVAV | VVAV | H | Venturi VAV Box | VTI | Hot Water | HW | Venturi Valve | nan | 3000 | CFM | H-VTI-HW--3000 |  | HVAV | 20
Venturi VAV BoxHot WaterVenturi Valve400 | SM | SM Accessories | Terminal Equipment | Venturi VAV Box | VVAV | VVAV | H | Venturi VAV Box | VTI | Hot Water | HW | Venturi Valve | nan | 400 | CFM | H-VTI-HW--400 |  | HVAV | 20
Venturi VAV BoxHot WaterVenturi Valve600 | SM | SM Accessories | Terminal Equipment | Venturi VAV Box | VVAV | VVAV | H | Venturi VAV Box | VTI | Hot Water | HW | Venturi Valve | nan | 600 | CFM | H-VTI-HW--600 |  | HVAV | 20
Venturi VAV BoxHot WaterVenturi Valve800 | SM | SM Accessories | Terminal Equipment | Venturi VAV Box | VVAV | VVAV | H | Venturi VAV Box | VTI | Hot Water | HW | Venturi Valve | nan | 800 | CFM | H-VTI-HW--800 |  | HVAV | 20
Venturi VAV BoxNo HeatVenturi Valve1000 | SM | SM Accessories | Terminal Equipment | Venturi VAV Box | VVAV | VVAV | H | Venturi VAV Box | VTI | No Heat | NO | Venturi Valve | nan | 1000 | CFM | H-VTI-NO--1000 |  | HVAV | 20
Venturi VAV BoxNo HeatVenturi Valve1200 | SM | SM Accessories | Terminal Equipment | Venturi VAV Box | VVAV | VVAV | H | Venturi VAV Box | VTI | No Heat | NO | Venturi Valve | nan | 1200 | CFM | H-VTI-NO--1200 |  | HVAV | 20
Venturi VAV BoxNo HeatVenturi Valve1500 | SM | SM Accessories | Terminal Equipment | Venturi VAV Box | VVAV | VVAV | H | Venturi VAV Box | VTI | No Heat | NO | Venturi Valve | nan | 1500 | CFM | H-VTI-NO--1500 |  | HVAV | 20
Venturi VAV BoxNo HeatVenturi Valve200 | SM | SM Accessories | Terminal Equipment | Venturi VAV Box | VVAV | VVAV | H | Venturi VAV Box | VTI | No Heat | NO | Venturi Valve | nan | 200 | CFM | H-VTI-NO--200 |  | HVAV | 20
Venturi VAV BoxNo HeatVenturi Valve2000 | SM | SM Accessories | Terminal Equipment | Venturi VAV Box | VVAV | VVAV | H | Venturi VAV Box | VTI | No Heat | NO | Venturi Valve | nan | 2000 | CFM | H-VTI-NO--2000 |  | HVAV | 20
Venturi VAV BoxNo HeatVenturi Valve2400 | SM | SM Accessories | Terminal Equipment | Venturi VAV Box | VVAV | VVAV | H | Venturi VAV Box | VTI | No Heat | NO | Venturi Valve | nan | 2400 | CFM | H-VTI-NO--2400 |  | HVAV | 20
Venturi VAV BoxNo HeatVenturi Valve3000 | SM | SM Accessories | Terminal Equipment | Venturi VAV Box | VVAV | VVAV | H | Venturi VAV Box | VTI | No Heat | NO | Venturi Valve | nan | 3000 | CFM | H-VTI-NO--3000 |  | HVAV | 20
Venturi VAV BoxNo HeatVenturi Valve400 | SM | SM Accessories | Terminal Equipment | Venturi VAV Box | VVAV | VVAV | H | Venturi VAV Box | VTI | No Heat | NO | Venturi Valve | nan | 400 | CFM | H-VTI-NO--400 |  | HVAV | 20
Venturi VAV BoxNo HeatVenturi Valve600 | SM | SM Accessories | Terminal Equipment | Venturi VAV Box | VVAV | VVAV | H | Venturi VAV Box | VTI | No Heat | NO | Venturi Valve | nan | 600 | CFM | H-VTI-NO--600 |  | HVAV | 20
Venturi VAV BoxNo HeatVenturi Valve800 | SM | SM Accessories | Terminal Equipment | Venturi VAV Box | VVAV | VVAV | H | Venturi VAV Box | VTI | No Heat | NO | Venturi Valve | nan | 800 | CFM | H-VTI-NO--800 |  | HVAV | 20
Water SoftenerWater SoftenerAll10 | PL | Domestic Water Plant | Domestic Water | Water Softener | WS | Other | P | Water Softener | DIRO | Water Softener | SFT | All | nan | 10 | GPM | P-DIRO-SFT--10 |  | PWTRSFT | 15
Water SoftenerWater SoftenerAll150 | PL | Domestic Water Plant | Domestic Water | Water Softener | nan | Other | P | Water Softener | DIRO | Water Softener | SFT | All | nan | 150 | GPM | P-DIRO-SFT--150 |  | PWTRSFT | 15
Water SoftenerWater SoftenerAll25 | PL | Domestic Water Plant | Domestic Water | Water Softener | nan | Other | P | Water Softener | DIRO | Water Softener | SFT | All | nan | 25 | GPM | P-DIRO-SFT--25 |  | PWTRSFT | 15
Water SoftenerWater SoftenerAll5 | PL | Domestic Water Plant | Domestic Water | Water Softener | WS | Other | P | Water Softener | DIRO | Water Softener | SFT | All | nan | 5 | GPM | P-DIRO-SFT--5 |  | PWTRSFT | 15
Water SoftenerWater SoftenerAll50 | PL | Domestic Water Plant | Domestic Water | Water Softener | WS | Other | P | Water Softener | DIRO | Water Softener | SFT | All | nan | 50 | GPM | P-DIRO-SFT--50 |  | PWTRSFT | 15
Water SoftenerWater SoftenerAll75 | PL | Domestic Water Plant | Domestic Water | Water Softener | nan | Other | P | Water Softener | DIRO | Water Softener | SFT | All | nan | 75 | GPM | P-DIRO-SFT--75 |  | PWTRSFT | 15