## Equipment Log
Equipment Log
Project Name: | Example Project
Project Number: | Project Number |  |  | Header Color Key
Last Updated: | 2022-01-01 |  |  | Equipment Information | Schedule Information
|  |  |  | Drawing/Location Information | Purchasing/Submittal Information
Equipment Name | Equipment Tag ID | Trade | Equip Served by | Vendor | Manufacturer | Model Number | Size | Unit | Motor HP | USE BIM Drawing | Contract Drawing | Revision | Building Location | Floor | Area | Room Number | Spec Section | Lead Time | Release Date | Scheduled Delivery Date | Actual On-Site Date | Delivery Location | Submittal Number | USE PO Number | Notes

## Quality
Equipment Log - Quality Control
Project Name: | Example Project
Project Number: | Project Number
Last Updated: | 2022-01-01
Equipment Name | Equipment Tag ID | Trade | MW/BE Purchaser | Connection Size | Electrical Requirement | Electrical Disconnect | Hand Designation (rt/lt) | Branch/Inlet Size | Slv length | Notes

## Startup
Equipment Log - Startup
Project Name: | Example Project
Project Number: | Project Number
Last Updated: | 2022-01-01
Equipment Name | Equipment Tag ID | Trade | USE Startup | Vendor Startup | O&M Received | Attic Stock | Warranty Info | Preventative Maintenance | Packing Slip/Confirmation | Startup Completed | Startup Notes

## Submittals
Equipment Log - Submittals
Project Name: | Example Project
Project Number: | Project Number
Last Updated: | 2022-01-01
Equipment Name | Equipment Tag ID | Trade | Sub PO# | Submittal Status | Submittal Submitted Date | Submittal Approval Date | Release Date | Installation / Set Date | Submittal Notes

## Asset Data
Asset Database Uploader
Project Name: | Medtronic
Project Number: | 0130-0113605
Project Type: | Laboratory
Last Updated: | 2024-12-04
Asset Name | Asset Tag | Trade | Equip Served by | Vendor | Manufacturer | Model Number | Serial Number | Size | Unit | Motor HP | Estimated Operating Hours | USAssetID | System Category | Sub System Type | Sub System Classification | Asset Size (Rounded up) | ID Unit | Service Life | Date Installed | Floor | Area | Room Number | Notes
Exhaust Fan | LF1-EF-R02 | Sheetmetal | Kitchen Exhaust/Make-up Air | Air Purification Co. | Cook | 300 CPA 300 CPA CL1 | 041SJ86020-01/0000701 | 11000 | CFM | 15 | 4000 | H-FAN-KEX-UTY-10000 | Fan | Kitchen Exhaust | Utility Set | 10000 | CFM | 20 | 2023-03-01 | 6 | A2 | ROOF |  | Inline | Upblast | Utility Set |  |  |  | 500 | 750 | 1000 | 1500 | 2000 | 2500 | 3000 | 4000 | 5000 | 6000 | 7500 | 10000 | 15000 | 20000 | 25000 | 30000
Exhaust Fan | LF1-EF-R03 | Sheetmetal | Kitchen Exhaust/Make-up Air | Air Purification Co. | Cook | 165 ACRUX 165RX5B | 041SJ86020-00/0000701 | 600 | CFM | 0.5 | 4000 | H-FAN-KEX-UPB-750 | Fan | Kitchen Exhaust | Upblast | 750 | CFM | 20 | 2023-03-01 | 6 | A2 | ROOF |  | Inline | Upblast | Utility Set |  |  |  | 250 | 500 | 750 | 1000 | 1500 | 2000 | 2500 | 3000 | 4000 | 5000 | 6000 | 7500 | 10000 | 15000 | 20000 | 25000
Exhaust Fan | LF1-EF-R04 | Sheetmetal | Exhaust Fan | Air Purification Co. | Cook | 165 ACRUH 165RH7B | 041SJ86020-00/0002601 | 1500 | CFM | 1 | 5000 | H-FAN-GEX-UPB-1500 | Fan | General Exhaust | Upblast | 1500 | CFM | 20 | 2023-03-01 | 6 | A2 | ROOF |  | Axial | Ceiling Mounted | Centrifugal | Upblast | Utility Set | Vane Axial | 100 | 250 | 500 | 750 | 1000 | 1500 | 2000 | 2500 | 3000 | 4000 | 5000 | 6000 | 7500 | 10000 | 15000 | 20000 | 30000 | 40000 | 50000
Exhaust Fan | LF2-EF-R02 | Sheetmetal | Exhaust Fan | Air Purification Co. | Cook | 365 ACRUH 365RH11B | 041SJ81900-00/0000701 | 11000 | CFM | 5 | 6000 | H-FAN-GEX-UPB-10000 | Fan | General Exhaust | Upblast | 10000 | CFM | 20 | 2023-03-01 | 4 | B - NORTH CONNECTOR | ROOF |  | Axial | Ceiling Mounted | Centrifugal | Upblast | Utility Set | Vane Axial | 100 | 250 | 500 | 750 | 1000 | 1500 | 2000 | 2500 | 3000 | 4000 | 5000 | 6000 | 7500 | 10000 | 15000 | 20000 | 30000 | 40000 | 50000
Exhaust Fan | LF2-LEF-R01 | Sheetmetal | Exhaust Fan | Air Purification Co. | Cook | 245 QMXLM 245 QMLXE22 | 041SJ81900-01/0000701 | 11700 | CFM | 15 | 6000 | H-FAN-LEX-PLM-10000 | Fan | Lab Exhaust | Utility Set, High Plume | 10000 | CFM | 20 | 2023-03-01 | 6 | C2 | ROOF |  | Utility Set | Utility Set, High Plume |  |  |  |  | 5000 | 7500 | 10000 | 15000 | 20000 | 25000 | 30000 | 40000 | 50000 | 60000 | 70000 | 80000 | 100000 | 120000
Exhaust Fan | LF2-LEF-R02 | Sheetmetal | Exhaust Fan | Air Purification Co. | Cook | 245 QMXLM 245 QMXLE22 | 041SJ81900-01/0000702 | 11700 | CFM | 15 | 6000 | H-FAN-LEX-PLM-10000 | Fan | Lab Exhaust | Utility Set, High Plume | 10000 | CFM | 20 | 2023-03-01 | 6 | C2 | ROOF |  | Utility Set | Utility Set, High Plume |  |  |  |  | 5000 | 7500 | 10000 | 15000 | 20000 | 25000 | 30000 | 40000 | 50000 | 60000 | 70000 | 80000 | 100000 | 120000
Exhaust Fan | LF2-LEF-R03 | Sheetmetal | Exhaust Fan | Air Purification Co. | Cook | 150 QMXLHM 150 QMXHPLE12 | 041SJ81900-01/0003001 | 2300 | CFM | 3 | 6000 | H-FAN-LEX-UTY-2000 | Fan | Lab Exhaust | Utility Set | 2000 | CFM | 20 | 2023-03-01 | 6 | C2 | ROOF |  | Utility Set | Utility Set, High Plume |  |  |  |  | 1000 | 2000 | 5000 | 7500 | 10000 | 15000 | 20000 | 25000 | 30000 | 40000 | 50000 | 60000 | 70000 | 80000
Exhaust Fan | LF2-LEF-R04 | Sheetmetal | Exhaust Fan | Air Purification Co. | Cook | 150 QMXLHM 150 QMXHPLE12 | 041SJ81900-01/0003002 | 2300 | CFM | 3 | 6000 | H-FAN-LEX-UTY-2000 | Fan | Lab Exhaust | Utility Set | 2000 | CFM | 20 | 2023-03-01 | 6 | C2 | ROOF |  | Utility Set | Utility Set, High Plume |  |  |  |  | 1000 | 2000 | 5000 | 7500 | 10000 | 15000 | 20000 | 25000 | 30000 | 40000 | 50000 | 60000 | 70000 | 80000
Exhaust Fan | LF2-LEF-R05 | Sheetmetal | Exhaust Fan | Air Purification Co. | Cook | 100 ACEL 100C15DL | 041SJ81900-00/0002401 | 200 | CFM | 0.125 | 5000 | H-FAN-GEX-UPB-250 | Fan | General Exhaust | Upblast | 250 | CFM | 20 | 2023-03-01 | 6 | C2 | ROOF |  | Axial | Ceiling Mounted | Centrifugal | Upblast | Utility Set | Vane Axial | 100 | 250 | 500 | 750 | 1000 | 1500 | 2000 | 2500 | 3000 | 4000 | 5000 | 6000 | 7500 | 10000 | 15000 | 20000 | 30000 | 40000 | 50000
Fan Powered Box | LF1-FPB-101 | Sheetmetal | VAV Terminal, Fan Powered | Air Purification Co. | Titus | DTXP | 05-12-R 22-D50068-B 001 | 1620 | CFM | 11.7384 | 2500 | H-FPB-ELE--1500 | Fan Powered Box | Electric | All | 1500 | CFM | 20 | 2023-03-01 | 1 | A1 | LOADING - LF1-1-137 | 8.76 | All | [5 empty] | 200 | 400 | 600 | 800 | 1000 | 1200 | 1500 | 2000 | 2400
Fan Powered Box | LF1-FPB-102 | Sheetmetal | VAV Terminal, Fan Powered | Air Purification Co. | Titus | DTQP | 03-10-? 22-D50068-B 002 | 950 | CFM | 6.8876 | 2500 | H-FPB-ELE--1000 | Fan Powered Box | Electric | All | 1000 | CFM | 20 | 2023-03-01 | 1 | A1 | SOLUTION CENTER - LF1-1-151 | 5.14 | All | [5 empty] | 200 | 400 | 600 | 800 | 1000 | 1200 | 1500 | 2000 | 2400
Fan Powered Box | LF1-FPB-103 | Sheetmetal | VAV Terminal, Fan Powered | Air Purification Co. | Titus | DTQP | 03-12-R 22-D50068-B 003 | 1300 | CFM | 9.4202 | 2500 | H-FPB-ELE--1500 | Fan Powered Box | Electric | All | 1500 | CFM | 20 | 2023-03-01 | 1 | A1 | DINING - LF1-1-205 | 7.03 | All | [5 empty] | 200 | 400 | 600 | 800 | 1000 | 1200 | 1500 | 2000 | 2400
Fan Powered Box | LF1-FPB-104 | Sheetmetal | VAV Terminal, Fan Powered | Air Purification Co. | Titus | DTQP | 03-12-R 22-D50068-B 004 | 1300 | CFM | 9.4202 | 2500 | H-FPB-ELE--1500 | Fan Powered Box | Electric | All | 1500 | CFM | 20 | 2023-03-01 | 1 | A2 | DINING - LF1-1-205 | 7.03 | All | [5 empty] | 200 | 400 | 600 | 800 | 1000 | 1200 | 1500 | 2000 | 2400
Fan Powered Box | LF1-FPB-105 | Sheetmetal | VAV Terminal, Fan Powered | Air Purification Co. | Titus | DTQP | 03-12-R 22-D50068-B 005 | 1300 | CFM | 9.4202 | 2500 | H-FPB-ELE--1500 | Fan Powered Box | Electric | All | 1500 | CFM | 20 | 2023-03-01 | 1 | A2 | DINING - LF1-1-205 | 7.03 | All | [5 empty] | 200 | 400 | 600 | 800 | 1000 | 1200 | 1500 | 2000 | 2400
Fan Powered Box | LF1-FPB-106 | Sheetmetal | VAV Terminal, Fan Powered | Air Purification Co. | Titus | DTQP | 03-12-2 22-D50068-B 006 | 1300 | CFM | 9.4202 | 2500 | H-FPB-ELE--1500 | Fan Powered Box | Electric | All | 1500 | CFM | 20 | 2023-03-01 | 1 | A2 | DINING - LF1-1-205 | 7.03 | All | [5 empty] | 200 | 400 | 600 | 800 | 1000 | 1200 | 1500 | 2000 | 2400
Fan Powered Box | LF1-FPB-107 | Sheetmetal | VAV Terminal, Fan Powered | Air Purification Co. | Titus | DTQP | 04-14-? 22-D50068-B 007 | 2000 | CFM | 14.4854 | 2500 | H-FPB-ELE--2000 | Fan Powered Box | Electric | All | 2000 | CFM | 20 | 2023-03-01 | 1 | A2 | DINING - LF1-1-205 | 10.81 | All | [5 empty] | 200 | 400 | 600 | 800 | 1000 | 1200 | 1500 | 2000 | 2400
Fan Powered Box | LF1-FPB-108 | Sheetmetal | VAV Terminal, Fan Powered | Air Purification Co. | Titus | DTQP | 05-12-R 22-D50068-B 008 | 1600 | CFM | 11.591 | 2500 | H-FPB-ELE--1500 | Fan Powered Box | Electric | All | 1500 | CFM | 20 | 2023-03-01 | 1 | A2 | COFFEE - LF1-1-220 | 8.65 | All | [5 empty] | 200 | 400 | 600 | 800 | 1000 | 1200 | 1500 | 2000 | 2400
Fan Powered Box | LF1-FPB-109 | Sheetmetal | VAV Terminal, Fan Powered | Air Purification Co. | Titus | DTQP | 04-14-R 22-D50068-B 009 | 1800 | CFM | 13.0382 | 2500 | H-FPB-ELE--2000 | Fan Powered Box | Electric | All | 2000 | CFM | 20 | 2023-03-01 | 1 | A2 | STORAGE - LF1-1-256 | 9.73 | All | [5 empty] | 200 | 400 | 600 | 800 | 1000 | 1200 | 1500 | 2000 | 2400
Fan Powered Box | LF1-FPB-110 | Sheetmetal | VAV Terminal, Fan Powered | Air Purification Co. | Titus | DTQP | 03-10-R 22-D50068-B 010 | 1140 | CFM | 8.2544 | 2500 | H-FPB-ELE--1200 | Fan Powered Box | Electric | All | 1200 | CFM | 20 | 2023-03-01 | 1 | A1 | MECHANICS - LF1-1-133 | 6.16 | All | [5 empty] | 200 | 400 | 600 | 800 | 1000 | 1200 | 1500 | 2000 | 2400
Fan Powered Box | LF1-FPB-201 | Sheetmetal | VAV Terminal, Fan Powered | Air Purification Co. | Titus | DTQP | 04-14-2 22-D60028-B 001 | 2010 | CFM | 14.5658 | 2500 | H-FPB-ELE--2000 | Fan Powered Box | Electric | All | 2000 | CFM | 20 | 2023-03-01 | 2 | A1 | OPEN OFFICE - LF1-2-120 | 10.87 | All | [5 empty] | 200 | 400 | 600 | 800 | 1000 | 1200 | 1500 | 2000 | 2400
Fan Powered Box | LF1-FPB-202 | Sheetmetal | VAV Terminal, Fan Powered | Air Purification Co. | Titus | DTQP | 04-14-2 22-D60028-B 002 | 1750 | CFM | 12.6764 | 2500 | H-FPB-ELE--2000 | Fan Powered Box | Electric | All | 2000 | CFM | 20 | 2023-03-01 | 2 | A1 | OPEN OFFICE - LF1-2-120 | 9.46 | All | [5 empty] | 200 | 400 | 600 | 800 | 1000 | 1200 | 1500 | 2000 | 2400
Fan Powered Box | LF1-FPB-203 | Sheetmetal | VAV Terminal, Fan Powered | Air Purification Co. | Titus | DTQP | 04-14-R 22-D60028-B 003 | 2000 | CFM | 14.4854 | 2500 | H-FPB-ELE--2000 | Fan Powered Box | Electric | All | 2000 | CFM | 20 | 2023-03-01 | 2 | A1 | OPEN OFFICE- LF1-2-160 | 10.81 | All | [5 empty] | 200 | 400 | 600 | 800 | 1000 | 1200 | 1500 | 2000 | 2400
Fan Powered Box | LF1-FPB-204 | Sheetmetal | VAV Terminal, Fan Powered | Air Purification Co. | Titus | DTQP | 03-10-R 22-D60028-B 004 | 1120 | CFM | 8.107 | 2500 | H-FPB-ELE--1200 | Fan Powered Box | Electric | All | 1200 | CFM | 20 | 2023-03-01 | 2 | A1 | OPEN OFFICE- LF1-2-160 | 6.05 | All | [5 empty] | 200 | 400 | 600 | 800 | 1000 | 1200 | 1500 | 2000 | 2400
Fan Powered Box | LF1-FPB-205 | Sheetmetal | VAV Terminal, Fan Powered | Air Purification Co. | Titus | DTQP | 03-10-2 22-D60028-B 005 | 1000 | CFM | 7.2494 | 2500 | H-FPB-ELE--1000 | Fan Powered Box | Electric | All | 1000 | CFM | 20 | 2023-03-01 | 2 | A1 | OPEN OFFICE- LF1-2-160 | 5.41 | All | [5 empty] | 200 | 400 | 600 | 800 | 1000 | 1200 | 1500 | 2000 | 2400
Fan Powered Box | LF1-FPB-206 | Sheetmetal | VAV Terminal, Fan Powered | Air Purification Co. | Titus | DTQP | 02-10-R 22-D60028-B 006 | 810 | CFM | 5.8692 | 2500 | H-FPB-ELE--800 | Fan Powered Box | Electric | All | 800 | CFM | 20 | 2023-03-01 | 2 | A1 | OPEN OFFICE- LF1-2-157 | 4.38 | All | [5 empty] | 200 | 400 | 600 | 800 | 1000 | 1200 | 1500 | 2000 | 2400
Fan Powered Box | LF1-FPB-207 | Sheetmetal | VAV Terminal, Fan Powered | Air Purification Co. | Titus | DTQP | 04-14-R 22-D60028-B 007 | 2100 | CFM | 15.209 | 2500 | H-FPB-ELE--2000 | Fan Powered Box | Electric | All | 2000 | CFM | 20 | 2023-03-01 | 2 | A2 | OPEN OFFICE- LF1-2-220 | 11.35 | All | [5 empty] | 200 | 400 | 600 | 800 | 1000 | 1200 | 1500 | 2000 | 2400
Fan Powered Box | LF1-FPB-208 | Sheetmetal | VAV Terminal, Fan Powered | Air Purification Co. | Titus | DTQP | 05-12-R 22-D60028-B 008 | 1500 | CFM | 10.8674 | 2500 | H-FPB-ELE--1500 | Fan Powered Box | Electric | All | 1500 | CFM | 20 | 2023-03-01 | 2 | A2 | OPEN OFFICE- LF1-2-220 | 8.11 | All | [5 empty] | 200 | 400 | 600 | 800 | 1000 | 1200 | 1500 | 2000 | 2400
Fan Powered Box | LF1-FPB-209 | Sheetmetal | VAV Terminal, Fan Powered | Air Purification Co. | Titus | DTQP | 04-14-R 22-D60028-B 009 | 2000 | CFM | 14.4854 | 2500 | H-FPB-ELE--2000 | Fan Powered Box | Electric | All | 2000 | CFM | 20 | 2023-03-01 | 2 | A2 | OPEN OFFICE- LF1-2-220 | 10.81 | All | [5 empty] | 200 | 400 | 600 | 800 | 1000 | 1200 | 1500 | 2000 | 2400
Fan Powered Box | LF1-FPB-211 | Sheetmetal | VAV Terminal, Fan Powered | Air Purification Co. | Titus | DTQP | 04-14-R 22-D60028-B 011 | 2350 | CFM | 17.018 | 2500 | H-FPB-ELE--2400 | Fan Powered Box | Electric | All | 2400 | CFM | 20 | 2023-03-01 | 2 | A2 | OPEN OFFICE- LF1-2-270 | 12.7 | All | [5 empty] | 200 | 400 | 600 | 800 | 1000 | 1200 | 1500 | 2000 | 2400
Fan Powered Box | LF1-FPB-212 | Sheetmetal | VAV Terminal, Fan Powered | Air Purification Co. | Titus | DTQP | 06-16-2 22-D60028-B 012 | 3680 | CFM | 26.6526 | 2500 | H-FPB-ELE--2400 | Fan Powered Box | Electric | All | 2400 | CFM | 20 | 2023-03-01 | 2 | A2 | OPEN OFFICE- LF1-2-270 | 19.89 | All | [5 empty] | 200 | 400 | 600 | 800 | 1000 | 1200 | 1500 | 2000 | 2400
Fan Powered Box | LF1-FPB-213 | Sheetmetal | VAV Terminal, Fan Powered | Air Purification Co. | Titus | DTQP | 03-12-2 22-D60028-B 013 | 1380 | CFM | 9.9964 | 2500 | H-FPB-ELE--1500 | Fan Powered Box | Electric | All | 1500 | CFM | 20 | 2023-03-01 | 2 | A1 | OPEN OFFICE - LF1-2-101 | 7.46 | All | [5 empty] | 200 | 400 | 600 | 800 | 1000 | 1200 | 1500 | 2000 | 2400
Fan Powered Box | LF1-FPB-214 | Sheetmetal | VAV Terminal, Fan Powered | Air Purification Co. | Titus | DTQP | 04-14-R 22-D60028-B 014 | 1760 | CFM | 12.7434 | 2500 | H-FPB-ELE--2000 | Fan Powered Box | Electric | All | 2000 | CFM | 20 | 2023-03-01 | 2 | A1 | OPEN OFFICE - LF1-2-120 | 9.51 | All | [5 empty] | 200 | 400 | 600 | 800 | 1000 | 1200 | 1500 | 2000 | 2400
Fan Powered Box | LF1-FPB-301 | Sheetmetal | VAV Terminal, Fan Powered | Air Purification Co. | Titus | DTQP | 04-14-2 22-D53965-B 001 | 2010 | CFM | 14.5658 | 2500 | H-FPB-ELE--2000 | Fan Powered Box | Electric | All | 2000 | CFM | 20 | 2023-03-01 | 3 | A1 | OPEN OFFICE - LF1-3-120 | 10.87 | All | [5 empty] | 200 | 400 | 600 | 800 | 1000 | 1200 | 1500 | 2000 | 2400
Fan Powered Box | LF1-FPB-302 | Sheetmetal | VAV Terminal, Fan Powered | Air Purification Co. | Titus | DTQP | 04-14-2 22-D53965-B 003 | 1750 | CFM | 12.6764 | 2500 | H-FPB-ELE--2000 | Fan Powered Box | Electric | All | 2000 | CFM | 20 | 2023-03-01 | 3 | A1 | OPEN OFFICE - LF1-3-120 | 9.46 | All | [5 empty] | 200 | 400 | 600 | 800 | 1000 | 1200 | 1500 | 2000 | 2400
Fan Powered Box | LF1-FPB-303 | Sheetmetal | VAV Terminal, Fan Powered | Air Purification Co. | Titus | DTQP | 04-14-R 22-D53965-B 004 | 2000 | CFM | 14.4854 | 2500 | H-FPB-ELE--2000 | Fan Powered Box | Electric | All | 2000 | CFM | 20 | 2023-03-01 | 3 | A1 | OPEN OFFICE - LF1-3-160 | 10.81 | All | [5 empty] | 200 | 400 | 600 | 800 | 1000 | 1200 | 1500 | 2000 | 2400
Fan Powered Box | LF1-FPB-304 | Sheetmetal | VAV Terminal, Fan Powered | Air Purification Co. | Titus | DTQP | 02-10-R 22-D53965-B 005 | 1120 | CFM | 8.107 | 2500 | H-FPB-ELE--1200 | Fan Powered Box | Electric | All | 1200 | CFM | 20 | 2023-03-01 | 3 | A1 | OPEN OFFICE - LF1-3-160 | 6.05 | All | [5 empty] | 200 | 400 | 600 | 800 | 1000 | 1200 | 1500 | 2000 | 2400
Fan Powered Box | LF1-FPB-305 | Sheetmetal | VAV Terminal, Fan Powered | Air Purification Co. | Titus | DTQP | 02-10-2 22-D53965-B 006 | 1000 | CFM | 7.2494 | 2500 | H-FPB-ELE--1000 | Fan Powered Box | Electric | All | 1000 | CFM | 20 | 2023-03-01 | 3 | A1 | OPEN OFFICE - LF1-3-160 | 5.41 | All | [5 empty] | 200 | 400 | 600 | 800 | 1000 | 1200 | 1500 | 2000 | 2400
Fan Powered Box | LF1-FPB-306 | Sheetmetal | VAV Terminal, Fan Powered | Air Purification Co. | Titus | DTQP | 02-10-R 22-D53965-B 007 | 810 | CFM | 5.8692 | 2500 | H-FPB-ELE--800 | Fan Powered Box | Electric | All | 800 | CFM | 20 | 2023-03-01 | 3 | A1 | OPEN OFFICE - LF1-3-157 | 4.38 | All | [5 empty] | 200 | 400 | 600 | 800 | 1000 | 1200 | 1500 | 2000 | 2400
Fan Powered Box | LF1-FPB-307 | Sheetmetal | VAV Terminal, Fan Powered | Air Purification Co. | Titus | DTQP | 04-14-? 22-D53965-B 008 | 2100 | CFM | 15.209 | 2500 | H-FPB-ELE--2000 | Fan Powered Box | Electric | All | 2000 | CFM | 20 | 2023-03-01 | 3 | A2 | OPEN OFFICE- LF1-3-220 | 11.35 | All | [5 empty] | 200 | 400 | 600 | 800 | 1000 | 1200 | 1500 | 2000 | 2400
Fan Powered Box | LF1-FPB-308 | Sheetmetal | VAV Terminal, Fan Powered | Air Purification Co. | Titus | DTQP | 04-14-? 22-D53965-B 009 | 1800 | CFM | 13.0382 | 2500 | H-FPB-ELE--2000 | Fan Powered Box | Electric | All | 2000 | CFM | 20 | 2023-03-01 | 3 | A2 | OPEN OFFICE- LF1-3-220 | 9.73 | All | [5 empty] | 200 | 400 | 600 | 800 | 1000 | 1200 | 1500 | 2000 | 2400
Fan Powered Box | LF1-FPB-309 | Sheetmetal | VAV Terminal, Fan Powered | Air Purification Co. | Titus | DTQP | 04-14-R 22-D53965-B 010 | 2000 | CFM | 14.4854 | 2500 | H-FPB-ELE--2000 | Fan Powered Box | Electric | All | 2000 | CFM | 20 | 2023-03-01 | 3 | A2 | OPEN OFFICE - A-3040 | 10.81 | All | [5 empty] | 200 | 400 | 600 | 800 | 1000 | 1200 | 1500 | 2000 | 2400
Fan Powered Box | LF1-FPB-310 | Sheetmetal | VAV Terminal, Fan Powered | Air Purification Co. | Titus | DTQP | 04-14-? 22-D53965-B 011 | 2000 | CFM | 14.4854 | 2500 | H-FPB-ELE--2000 | Fan Powered Box | Electric | All | 2000 | CFM | 20 | 2023-03-01 | 3 | A2 | OPEN OFFICE - A-3040 | 10.81 | All | [5 empty] | 200 | 400 | 600 | 800 | 1000 | 1200 | 1500 | 2000 | 2400
Fan Powered Box | LF1-FPB-311 | Sheetmetal | VAV Terminal, Fan Powered | Air Purification Co. | Titus | DTQP | 04-14-R 22-D53965-B 012 | 2350 | CFM | 17.018 | 2500 | H-FPB-ELE--2400 | Fan Powered Box | Electric | All | 2400 | CFM | 20 | 2023-03-01 | 3 | A2 | OPEN OFFICE - LF1-3-270 | 12.7 | All | [5 empty] | 200 | 400 | 600 | 800 | 1000 | 1200 | 1500 | 2000 | 2400
Fan Powered Box | LF1-FPB-312 | Sheetmetal | VAV Terminal, Fan Powered | Air Purification Co. | Titus | DTQP | 06-16-? 22-D53965-B 013 | 3680 | CFM | 26.6526 | 2500 | H-FPB-ELE--2400 | Fan Powered Box | Electric | All | 2400 | CFM | 20 | 2023-03-01 | 3 | A2 | OPEN OFFICE - LF1-3-270 | 19.89 | All | [5 empty] | 200 | 400 | 600 | 800 | 1000 | 1200 | 1500 | 2000 | 2400
Fan Powered Box | LF1-FPB-313 | Sheetmetal | VAV Terminal, Fan Powered | Air Purification Co. | Titus | DTQP | 03-12-R 22-D53965-B 014 | 1380 | CFM | 9.9964 | 2500 | H-FPB-ELE--1500 | Fan Powered Box | Electric | All | 1500 | CFM | 20 | 2023-03-01 | 3 | A1 | OPEN OFFICE - LF1-3-101 | 7.46 | All | [5 empty] | 200 | 400 | 600 | 800 | 1000 | 1200 | 1500 | 2000 | 2400
Fan Powered Box | LF1-FPB-314 | Sheetmetal | VAV Terminal, Fan Powered | Air Purification Co. | Titus | DTQP | 04-14-R 22-D53965-B 002 | 1760 | CFM | 12.7434 | 2500 | H-FPB-ELE--2000 | Fan Powered Box | Electric | All | 2000 | CFM | 20 | 2023-03-01 | 3 | A1 | OPEN OFFICE - LF1-3-120 | 9.51 | All | [5 empty] | 200 | 400 | 600 | 800 | 1000 | 1200 | 1500 | 2000 | 2400
Fan Powered Box | LF1-FPB-401 | Sheetmetal | VAV Terminal, Fan Powered | Air Purification Co. | Titus | DTQP | 04-14-R 22-D50113-B 001 | 2010 | CFM | 14.5658 | 2500 | H-FPB-ELE--2000 | Fan Powered Box | Electric | All | 2000 | CFM | 20 | 2023-03-01 | 4 | A1 | OPEN OFFICE - LF1-4-120 | 10.87 | All | [5 empty] | 200 | 400 | 600 | 800 | 1000 | 1200 | 1500 | 2000 | 2400
Fan Powered Box | LF1-FPB-402 | Sheetmetal | VAV Terminal, Fan Powered | Air Purification Co. | Titus | DTQP | 04-14-? 22-D50113-B 003 | 1750 | CFM | 12.6764 | 2500 | H-FPB-ELE--2000 | Fan Powered Box | Electric | All | 2000 | CFM | 20 | 2023-03-01 | 4 | A1 | OPEN OFFICE - LF1-4-120 | 9.46 | All | [5 empty] | 200 | 400 | 600 | 800 | 1000 | 1200 | 1500 | 2000 | 2400
Fan Powered Box | LF1-FPB-403 | Sheetmetal | VAV Terminal, Fan Powered | Air Purification Co. | Titus | DTQP | 04-14-? 22-D50113-B 004 | 2000 | CFM | 14.4854 | 2500 | H-FPB-ELE--2000 | Fan Powered Box | Electric | All | 2000 | CFM | 20 | 2023-03-01 | 4 | A1 | OFFICE - LF1-4-160 | 10.81 | All | [5 empty] | 200 | 400 | 600 | 800 | 1000 | 1200 | 1500 | 2000 | 2400
Fan Powered Box | LF1-FPB-404 | Sheetmetal | VAV Terminal, Fan Powered | Air Purification Co. | Titus | DTQP | 03-10-R 22-D50113-B 005 | 1120 | CFM | 8.107 | 2500 | H-FPB-ELE--1200 | Fan Powered Box | Electric | All | 1200 | CFM | 20 | 2023-03-01 | 4 | A1 | OFFICE - LF1-4-160 | 6.05 | All | [5 empty] | 200 | 400 | 600 | 800 | 1000 | 1200 | 1500 | 2000 | 2400
Fan Powered Box | LF1-FPB-405 | Sheetmetal | VAV Terminal, Fan Powered | Air Purification Co. | Titus | DTQP | 03-10-2 22-D50113-B 006 | 1000 | CFM | 7.2494 | 2500 | H-FPB-ELE--1000 | Fan Powered Box | Electric | All | 1000 | CFM | 20 | 2023-03-01 | 4 | A1 | OFFICE - LF1-4-160 | 5.41 | All | [5 empty] | 200 | 400 | 600 | 800 | 1000 | 1200 | 1500 | 2000 | 2400
Fan Powered Box | LF1-FPB-406 | Sheetmetal | VAV Terminal, Fan Powered | Air Purification Co. | Titus | DTQP | 02-10-? 22-D50113-B 007 | 810 | CFM | 5.8692 | 2500 | H-FPB-ELE--800 | Fan Powered Box | Electric | All | 800 | CFM | 20 | 2023-03-01 | 4 | A1 | OPEN OFFICE - LF1-4-157 | 4.38 | All | [5 empty] | 200 | 400 | 600 | 800 | 1000 | 1200 | 1500 | 2000 | 2400
Fan Powered Box | LF1-FPB-407 | Sheetmetal | VAV Terminal, Fan Powered | Air Purification Co. | Titus | DTQP | 04-14-? 22-D50147-B 008 | 2100 | CFM | 15.209 | 2500 | H-FPB-ELE--2000 | Fan Powered Box | Electric | All | 2000 | CFM | 20 | 2023-03-01 | 4 | A2 | OPEN OFFICE- LF1-4-220 | 11.35 | All | [5 empty] | 200 | 400 | 600 | 800 | 1000 | 1200 | 1500 | 2000 | 2400
Fan Powered Box | LF1-FPB-408 | Sheetmetal | VAV Terminal, Fan Powered | Air Purification Co. | Titus | DTQP | 04-14-2 22-D50113-B 009 | 1800 | CFM | 12.462 | 2500 | H-FPB-ELE--2000 | Fan Powered Box | Electric | All | 2000 | CFM | 20 | 2023-03-01 | 4 | A2 | OPEN OFFICE - LF1-4-220 | 9.3 | All | [5 empty] | 200 | 400 | 600 | 800 | 1000 | 1200 | 1500 | 2000 | 2400
Fan Powered Box | LF1-FPB-409 | Sheetmetal | VAV Terminal, Fan Powered | Air Purification Co. | Titus | DTQP | 04-14-R 22-D50113-B 010 | 2000 | CFM | 14.4854 | 2500 | H-FPB-ELE--2000 | Fan Powered Box | Electric | All | 2000 | CFM | 20 | 2023-03-01 | 4 | A2 | OPEN OFFICE - LF1-4-220 | 10.81 | All | [5 empty] | 200 | 400 | 600 | 800 | 1000 | 1200 | 1500 | 2000 | 2400
Fan Powered Box | LF1-FPB-410 | Sheetmetal | VAV Terminal, Fan Powered | Air Purification Co. | Titus | DTQP | 04-14-? 22-D50113-B 011 | 2000 | CFM | 14.4854 | 2500 | H-FPB-ELE--2000 | Fan Powered Box | Electric | All | 2000 | CFM | 20 | 2023-03-01 | 4 | A2 | OPEN OFFICE - LF1-4-270 | 10.81 | All | [5 empty] | 200 | 400 | 600 | 800 | 1000 | 1200 | 1500 | 2000 | 2400
Fan Powered Box | LF1-FPB-411 | Sheetmetal | VAV Terminal, Fan Powered | Air Purification Co. | Titus | DTQP | 04-14-R 22-D50113-B 012 | 2350 | CFM | 17.018 | 2500 | H-FPB-ELE--2400 | Fan Powered Box | Electric | All | 2400 | CFM | 20 | 2023-03-01 | 4 | A2 | OPEN OFFICE - LF1-4-270 | 12.7 | All | [5 empty] | 200 | 400 | 600 | 800 | 1000 | 1200 | 1500 | 2000 | 2400
Fan Powered Box | LF1-FPB-412 | Sheetmetal | VAV Terminal, Fan Powered | Air Purification Co. | Titus | DTQP | 06-16-R 22-D50113-B 013 | 3680 | CFM | 26.6526 | 2500 | H-FPB-ELE--2400 | Fan Powered Box | Electric | All | 2400 | CFM | 20 | 2023-03-01 | 4 | A2 | OPEN OFFICE - LF1-4-270 | 19.89 | All | [5 empty] | 200 | 400 | 600 | 800 | 1000 | 1200 | 1500 | 2000 | 2400
Fan Powered Box | LF1-FPB-413 | Sheetmetal | VAV Terminal, Fan Powered | Air Purification Co. | Titus | DTQP | 03-12-? 22-D50113-B 014 | 1380 | CFM | 9.9964 | 2500 | H-FPB-ELE--1500 | Fan Powered Box | Electric | All | 1500 | CFM | 20 | 2023-03-01 | 4 | A1 | OPEN OFFICE - LF1-4-101 | 7.46 | All | [5 empty] | 200 | 400 | 600 | 800 | 1000 | 1200 | 1500 | 2000 | 2400
Fan Powered Box | LF1-FPB-414 | Sheetmetal | VAV Terminal, Fan Powered | Air Purification Co. | Titus | DTQP | 04-14-? 22-D50113-B 015 | 1760 | CFM | 12.7434 | 2500 | H-FPB-ELE--2000 | Fan Powered Box | Electric | All | 2000 | CFM | 20 | 2023-03-01 | 4 | A1 | OPEN OFFICE - LF1-4-120 | 9.51 | All | [5 empty] | 200 | 400 | 600 | 800 | 1000 | 1200 | 1500 | 2000 | 2400
Fan Powered Box | LF1-FPB-501 | Sheetmetal | VAV Terminal, Fan Powered | Air Purification Co. | Titus | DFLP | 04-22-2 22-D50119-B 001 | 1760 | CFM | 12.7434 | 2500 | H-FPB-ELE--2000 | Fan Powered Box | Electric | All | 2000 | CFM | 20 | 2023-03-01 | 5 | A1 | OPEN OFFICE - LF1-5-120 | 9.51 | All | [5 empty] | 200 | 400 | 600 | 800 | 1000 | 1200 | 1500 | 2000 | 2400
Fan Powered Box | LF1-FPB-502 | Sheetmetal | VAV Terminal, Fan Powered | Air Purification Co. | Titus | DTQP | 04-14-2 22-D50113-B 016 | 2000 | CFM | 14.4854 | 2500 | H-FPB-ELE--2000 | Fan Powered Box | Electric | All | 2000 | CFM | 20 | 2023-03-01 | 5 | A1 | OPEN OFFICE - LF1-5-120 | 10.81 | All | [5 empty] | 200 | 400 | 600 | 800 | 1000 | 1200 | 1500 | 2000 | 2400
Fan Powered Box | LF1-FPB-503 | Sheetmetal | VAV Terminal, Fan Powered | Air Purification Co. | Titus | DTQP | 05-12-R 22-D50113-B 017 | 1800 | CFM | 13.0382 | 2500 | H-FPB-ELE--2000 | Fan Powered Box | Electric | All | 2000 | CFM | 20 | 2023-03-01 | 5 | A1 | OPEN OFFICE - LF1-5-160 | 9.73 | All | [5 empty] | 200 | 400 | 600 | 800 | 1000 | 1200 | 1500 | 2000 | 2400
Fan Powered Box | LF1-FPB-504 | Sheetmetal | VAV Terminal, Fan Powered | Air Purification Co. | Titus | DFLP | 04-22-R 22-D50119-B 002 | 1375 | CFM | 9.9562 | 2500 | H-FPB-ELE--1500 | Fan Powered Box | Electric | All | 1500 | CFM | 20 | 2023-03-01 | 5 | A1 | OPEN OFFICE - LF1-5-160 | 7.43 | All | [5 empty] | 200 | 400 | 600 | 800 | 1000 | 1200 | 1500 | 2000 | 2400
Fan Powered Box | LF1-FPB-505 | Sheetmetal | VAV Terminal, Fan Powered | Air Purification Co. | Titus | DFLP | 04-22-2 22-D50119-B 003 | 1000 | CFM | 7.2494 | 2500 | H-FPB-ELE--1000 | Fan Powered Box | Electric | All | 1000 | CFM | 20 | 2023-03-01 | 5 | A1 | CONF - LF1-5-172 | 5.41 | All | [5 empty] | 200 | 400 | 600 | 800 | 1000 | 1200 | 1500 | 2000 | 2400
Fan Powered Box | LF1-FPB-506 | Sheetmetal | VAV Terminal, Fan Powered | Air Purification Co. | Titus | DFLP | 04-22-2 22-D50119-B 004 | 1080 | CFM | 7.8256 | 2500 | H-FPB-ELE--1000 | Fan Powered Box | Electric | All | 1000 | CFM | 20 | 2023-03-01 | 5 | A1 | OPEN OFFICE - LF1-5-157 | 5.84 | All | [5 empty] | 200 | 400 | 600 | 800 | 1000 | 1200 | 1500 | 2000 | 2400
Fan Powered Box | LF1-FPB-507 | Sheetmetal | VAV Terminal, Fan Powered | Air Purification Co. | Titus | DFLP | 04-22-2 22-D50119-B 005 | 1200 | CFM | 8.6966 | 2500 | H-FPB-ELE--1200 | Fan Powered Box | Electric | All | 1200 | CFM | 20 | 2023-03-01 | 5 | A2 | OPEN OFFICE - LF1-5-220 | 6.49 | All | [5 empty] | 200 | 400 | 600 | 800 | 1000 | 1200 | 1500 | 2000 | 2400
Fan Powered Box | LF1-FPB-508 | Sheetmetal | VAV Terminal, Fan Powered | Air Purification Co. | Titus | DFLP | 04-22-2 22-D50119-B 006 | 1800 | CFM | 13.0382 | 2500 | H-FPB-ELE--2000 | Fan Powered Box | Electric | All | 2000 | CFM | 20 | 2023-03-01 | 5 | A2 | OPEN OFFICE - LF1-5-220 | 9.73 | All | [5 empty] | 200 | 400 | 600 | 800 | 1000 | 1200 | 1500 | 2000 | 2400
Fan Powered Box | LF1-FPB-509 | Sheetmetal | VAV Terminal, Fan Powered | Air Purification Co. | Titus | DTQP | 03-12-R 22-D50113-B 018 | 1560 | CFM | 11.2962 | 2500 | H-FPB-ELE--1500 | Fan Powered Box | Electric | All | 1500 | CFM | 20 | 2023-03-01 | 5 | A2 | OPEN OFFICE - LF1-5-220 | 8.43 | All | [5 empty] | 200 | 400 | 600 | 800 | 1000 | 1200 | 1500 | 2000 | 2400
Fan Powered Box | LF1-FPB-510 | Sheetmetal | VAV Terminal, Fan Powered | Air Purification Co. | Titus | DTQP | 04-14-R 22-D50113-B 019 | 2400 | CFM | 17.3798 | 2500 | H-FPB-ELE--2400 | Fan Powered Box | Electric | All | 2400 | CFM | 20 | 2023-03-01 | 5 | A2 | OPEN OFFICE - LF1-5-270 | 12.97 | All | [5 empty] | 200 | 400 | 600 | 800 | 1000 | 1200 | 1500 | 2000 | 2400
Fan Powered Box | LF1-FPB-511 | Sheetmetal | VAV Terminal, Fan Powered | Air Purification Co. | Titus | DFLP | 04-22-R 22-D50119-B 007 | 1760 | CFM | 12.7434 | 2500 | H-FPB-ELE--2000 | Fan Powered Box | Electric | All | 2000 | CFM | 20 | 2023-03-01 | 5 | A2 | OPEN OFFICE - LF1-5-270 | 9.51 | All | [5 empty] | 200 | 400 | 600 | 800 | 1000 | 1200 | 1500 | 2000 | 2400
Fan Powered Box | LF1-FPB-512 | Sheetmetal | VAV Terminal, Fan Powered | Air Purification Co. | Titus | DFLP | 04-22-R 22-D50119-B 008 | 1760 | CFM | 12.7434 | 2500 | H-FPB-ELE--2000 | Fan Powered Box | Electric | All | 2000 | CFM | 20 | 2023-03-01 | 5 | A2 | OPEN OFFICE - LF1-5-270 | 9.51 | All | [5 empty] | 200 | 400 | 600 | 800 | 1000 | 1200 | 1500 | 2000 | 2400
Fan Powered Box | LF1-FPB-513 | Sheetmetal | VAV Terminal, Fan Powered | Air Purification Co. | Titus | DFLP | 04-22-R 22-D50119-B 009 | 1760 | CFM | 12.7434 | 2500 | H-FPB-ELE--2000 | Fan Powered Box | Electric | All | 2000 | CFM | 20 | 2023-03-01 | 5 | A1 | OPEN OFFICE - LF1-5-101 | 9.51 | All | [5 empty] | 200 | 400 | 600 | 800 | 1000 | 1200 | 1500 | 2000 | 2400
Fan Powered Box | LF1-FPB-514 | Sheetmetal | VAV Terminal, Fan Powered | Air Purification Co. | Titus | DFLP | 04-22-R 22-D50119-B 010 | 1760 | CFM | 12.7434 | 2500 | H-FPB-ELE--2000 | Fan Powered Box | Electric | All | 2000 | CFM | 20 | 2023-03-01 | 5 | A1 | OPEN OFFICE - LF1-5-120 | 9.51 | All | [5 empty] | 200 | 400 | 600 | 800 | 1000 | 1200 | 1500 | 2000 | 2400
Fan Powered Box | LF1-FPB-515 | Sheetmetal | VAV Terminal, Fan Powered | Air Purification Co. | Titus | DFLP | 04-22-2 22-D50119-B 011 | 1200 | CFM | 8.6966 | 2500 | H-FPB-ELE--1200 | Fan Powered Box | Electric | All | 1200 | CFM | 20 | 2023-03-01 | 5 | A2 | OPEN OFFICE - LF1-5-220 | 6.49 | All | [5 empty] | 200 | 400 | 600 | 800 | 1000 | 1200 | 1500 | 2000 | 2400
Fan Powered Box | LF1-FPB-516 | Sheetmetal | VAV Terminal, Fan Powered | Air Purification Co. | Titus | DFLP | 04-22-R 22-D50119-B 012 | 1760 | CFM | 12.7434 | 2500 | H-FPB-ELE--2000 | Fan Powered Box | Electric | All | 2000 | CFM | 20 | 2023-03-01 | 5 | A2 | OPEN OFFICE - LF1-5-270 | 9.51 | All | [5 empty] | 200 | 400 | 600 | 800 | 1000 | 1200 | 1500 | 2000 | 2400
Fan Powered Box | LF2-FPB-101 | Sheetmetal | VAV Terminal, Fan Powered | Air Purification Co. | Titus | DTQP | 02-08-2 22-D46284-B 001 | 400 | CFM | 2.8944 | 2500 | H-FPB-ELE--400 | Fan Powered Box | Electric | All | 400 | CFM | 20 | 2023-03-01 | 1 | C2.4 | MED ED TRAINING - LF2-1-201 | 2.16 | All | [5 empty] | 200 | 400 | 600 | 800 | 1000 | 1200 | 1500 | 2000 | 2400
Fan Powered Box | LF2-FPB-102 | Sheetmetal | VAV Terminal, Fan Powered | Air Purification Co. | Titus | DTQP | 02-08-2 22-D46284-B 002 | 500 | CFM | 3.618 | 2500 | H-FPB-ELE--600 | Fan Powered Box | Electric | All | 600 | CFM | 20 | 2023-03-01 | 1 | D - SOUTH CONNECTOR | BREAKOUT - LF2-2-329 | 2.7 | All | [5 empty] | 200 | 400 | 600 | 800 | 1000 | 1200 | 1500 | 2000 | 2400
Fan Powered Box | LF2-FPB-103 | Sheetmetal | VAV Terminal, Fan Powered | Air Purification Co. | Titus | DTQP | 02-08-2 22-D46284-B 003 | 410 | CFM | 2.9748 | 2500 | H-FPB-ELE--400 | Fan Powered Box | Electric | All | 400 | CFM | 20 | 2023-03-01 | 1 | D - SOUTH CONNECTOR | BREAKOUT - LF2-2-329 | 2.22 | All | [5 empty] | 200 | 400 | 600 | 800 | 1000 | 1200 | 1500 | 2000 | 2400
Fan Powered Box | LF2-FPB-104 | Sheetmetal | VAV Terminal, Fan Powered | Air Purification Co. | Titus | DTQP | 03-12-R 22-D46284-B 004 | 1160 | CFM | 8.308 | 2500 | H-FPB-ELE--1200 | Fan Powered Box | Electric | All | 1200 | CFM | 20 | 2023-03-01 | 1 | D - SOUTH CONNECTOR | STORAGE LF2-1-335 | 6.2 | All | [5 empty] | 200 | 400 | 600 | 800 | 1000 | 1200 | 1500 | 2000 | 2400
Fan Powered Box | LF2-FPB-105 | Sheetmetal | VAV Terminal, Fan Powered | Air Purification Co. | Titus | DTQP | 03-10-R 22-D46284-B 005 | 900 | CFM | 6.432 | 2500 | H-FPB-ELE--1000 | Fan Powered Box | Electric | All | 1000 | CFM | 20 | 2023-03-01 | 1 | D - SOUTH CONNECTOR | STORAGE LF2-1-335 | 4.8 | All | [5 empty] | 200 | 400 | 600 | 800 | 1000 | 1200 | 1500 | 2000 | 2400
Fan Powered Box | LF2-FPB-106 | Sheetmetal | VAV Terminal, Fan Powered | Air Purification Co. | Titus | DTQP | 02-08-2 22-D46284-B 006 | 500 | CFM | 2.68 | 2500 | H-FPB-ELE--600 | Fan Powered Box | Electric | All | 600 | CFM | 20 | 2023-03-01 | 1 | D - SOUTH CONNECTOR | STORAGE LF2-1-335 | 2 | All | [5 empty] | 200 | 400 | 600 | 800 | 1000 | 1200 | 1500 | 2000 | 2400
Fan Powered Box | LF2-FPB-107 | Sheetmetal | VAV Terminal, Fan Powered | Air Purification Co. | Titus | DTQP | 02-08-R 22-D46284-B 007 | 600 | CFM | 4.3416 | 2500 | H-FPB-ELE--600 | Fan Powered Box | Electric | All | 600 | CFM | 20 | 2023-03-01 | 1 | D - SOUTH CONNECTOR | STORAGE LF2-1-340 | 3.24 | All | [5 empty] | 200 | 400 | 600 | 800 | 1000 | 1200 | 1500 | 2000 | 2400
Fan Powered Box | LF2-FPB-108 | Sheetmetal | VAV Terminal, Fan Powered | Air Purification Co. | Titus | DTQP | 05-12-? 22-D50068-B 008 | 1200 | CFM | 8.6966 | 2500 | H-FPB-ELE--1200 | Fan Powered Box | Electric | All | 1200 | CFM | 20 | 2023-03-01 | 1 | D - SOUTH CONNECTOR | STORAGE LF2-1-305 | 6.49 | All | [5 empty] | 200 | 400 | 600 | 800 | 1000 | 1200 | 1500 | 2000 | 2400
Fan Powered Box | LF2-FPB-109 | Sheetmetal | VAV Terminal, Fan Powered | Air Purification Co. | Titus | DTQP | 04-14-? 22-D46284-B 009 | 2000 | CFM | 14.4854 | 2500 | H-FPB-ELE--2000 | Fan Powered Box | Electric | All | 2000 | CFM | 20 | 2023-03-01 | 1 | C2.4 | MED ED TRAINING - LF2-1-201 | 10.81 | All | [5 empty] | 200 | 400 | 600 | 800 | 1000 | 1200 | 1500 | 2000 | 2400
Fan Powered Box | LF2-FPB-110 | Sheetmetal | VAV Terminal, Fan Powered | Air Purification Co. | Titus | DTQP | 05-10-R 22-D46284-B 010 | 1395 | CFM | 10.1036 | 2500 | H-FPB-ELE--1500 | Fan Powered Box | Electric | All | 1500 | CFM | 20 | 2023-03-01 | 1 | C2.4 | MED ED TRAINING - LF2-1-202 | 7.54 | All | [5 empty] | 200 | 400 | 600 | 800 | 1000 | 1200 | 1500 | 2000 | 2400
Fan Powered Box | LF2-FPB-111 | Sheetmetal | VAV Terminal, Fan Powered | Air Purification Co. | Titus | DTQP | 03-10-R 22-D46284-B 011 | 1200 | CFM | 8.6966 | 2500 | H-FPB-ELE--1200 | Fan Powered Box | Electric | All | 1200 | CFM | 20 | 2023-03-01 | 1 | C2.4 | MED ED TRAINING - LF2-1-203 | 6.49 | All | [5 empty] | 200 | 400 | 600 | 800 | 1000 | 1200 | 1500 | 2000 | 2400
Fan Powered Box | LF2-FPB-112 | Sheetmetal | VAV Terminal, Fan Powered | Air Purification Co. | Titus | DTQP | 03-10-R 22-D46284-B 012 | 1200 | CFM | 8.6966 | 2500 | H-FPB-ELE--1200 | Fan Powered Box | Electric | All | 1200 | CFM | 20 | 2023-03-01 | 1 | C2.4 | MED ED TRAINING - LF2-1-203 | 6.49 | All | [5 empty] | 200 | 400 | 600 | 800 | 1000 | 1200 | 1500 | 2000 | 2400
Fan Powered Box | LF2-FPB-113 | Sheetmetal | VAV Terminal, Fan Powered | Air Purification Co. | Titus | DTQP | 03-10-2 22-D46284-B 013 | 1000 | CFM | 7.2494 | 2500 | H-FPB-ELE--1000 | Fan Powered Box | Electric | All | 1000 | CFM | 20 | 2023-03-01 | 1 | C1.4 | HALLWAY - LF2-1-250 | 5.41 | All | [5 empty] | 200 | 400 | 600 | 800 | 1000 | 1200 | 1500 | 2000 | 2400
Fan Powered Box | LF2-FPB-114 | Sheetmetal | VAV Terminal, Fan Powered | Air Purification Co. | Titus | DTQP | 05-12-R 22-D46284-B 014 | 1590 | CFM | 11.524 | 2500 | H-FPB-ELE--1500 | Fan Powered Box | Electric | All | 1500 | CFM | 20 | 2023-03-01 | 1 | B - NORTH CONNECTOR | BIKE STORAGE - LF2-1-406 | 8.6 | All | [5 empty] | 200 | 400 | 600 | 800 | 1000 | 1200 | 1500 | 2000 | 2400
Fan Powered Box | LF2-FPB-115 | Sheetmetal | VAV Terminal, Fan Powered | Air Purification Co. | Titus | DTQP | 04-14-2 22-D46284-B 015 | 2000 | CFM | 14.4854 | 2500 | H-FPB-ELE--2000 | Fan Powered Box | Electric | All | 2000 | CFM | 20 | 2023-03-01 | 1 | B - NORTH CONNECTOR | FITNESS - LF2-1-407 | 10.81 | All | [5 empty] | 200 | 400 | 600 | 800 | 1000 | 1200 | 1500 | 2000 | 2400
Fan Powered Box | LF2-FPB-116 | Sheetmetal | VAV Terminal, Fan Powered | Air Purification Co. | Titus | DTQP | 04-14-R 22-D46284-B 016 | 2000 | CFM | 14.4854 | 2500 | H-FPB-ELE--2000 | Fan Powered Box | Electric | All | 2000 | CFM | 20 | 2023-03-01 | 1 | B - NORTH CONNECTOR | FITNESS - LF2-1-407 | 10.81 | All | [5 empty] | 200 | 400 | 600 | 800 | 1000 | 1200 | 1500 | 2000 | 2400
Fan Powered Box | LF2-FPB-117 | Sheetmetal | VAV Terminal, Fan Powered | Air Purification Co. | Titus | DTQP | 04-14-2 22-D46284-B 017 | 2000 | CFM | 14.4854 | 2500 | H-FPB-ELE--2000 | Fan Powered Box | Electric | All | 2000 | CFM | 20 | 2023-03-01 | 1 | B - NORTH CONNECTOR | FITNESS - LF2-1-407 | 10.81 | All | [5 empty] | 200 | 400 | 600 | 800 | 1000 | 1200 | 1500 | 2000 | 2400
Fan Powered Box | LF2-FPB-118 | Sheetmetal | VAV Terminal, Fan Powered | Air Purification Co. | Titus | DTQP | 04-14-R 22-D46284-B 018 | 1800 | CFM | 13.0382 | 2500 | H-FPB-ELE--2000 | Fan Powered Box | Electric | All | 2000 | CFM | 20 | 2023-03-01 | 1 | C1.2 | DOCK - LF2-1-110 | 9.73 | All | [5 empty] | 200 | 400 | 600 | 800 | 1000 | 1200 | 1500 | 2000 | 2400
Fan Powered Box | LF2-FPB-119 | Sheetmetal | VAV Terminal, Fan Powered | Air Purification Co. | Titus | DTQP | 03-10-2 22-D46284-B 019 | 1000 | CFM | 7.2494 | 2500 | H-FPB-ELE--1000 | Fan Powered Box | Electric | All | 1000 | CFM | 20 | 2023-03-01 | 1 | C1.4 | HALLWAY - LF2-1-250 | 5.41 | All | [5 empty] | 200 | 400 | 600 | 800 | 1000 | 1200 | 1500 | 2000 | 2400
Fan Powered Box | LF2-FPB-201 | Sheetmetal | VAV Terminal, Fan Powered | Air Purification Co. | Titus | DTQP | 03-10-R 22-D24380-B 001 | 1050 | CFM | 7.6112 | 2500 | H-FPB-ELE--1000 | Fan Powered Box | Electric | All | 1000 | CFM | 20 | 2023-03-01 | 2 | D - SOUTH CONNECTOR | OBSERVATION ROOM - LF2-2-304B | 5.68 | All | [5 empty] | 200 | 400 | 600 | 800 | 1000 | 1200 | 1500 | 2000 | 2400
Fan Powered Box | LF2-FPB-202 | Sheetmetal | VAV Terminal, Fan Powered | Air Purification Co. | Titus | DTQP | 03-10-R 22-D24380-B 003 | 1000 | CFM | 7.2494 | 2500 | H-FPB-ELE--1000 | Fan Powered Box | Electric | All | 1000 | CFM | 20 | 2023-03-01 | 2 | D - SOUTH CONNECTOR | BREAKOUT - LF2-2-300 | 5.41 | All | [5 empty] | 200 | 400 | 600 | 800 | 1000 | 1200 | 1500 | 2000 | 2400
Fan Powered Box | LF2-FPB-203 | Sheetmetal | VAV Terminal, Fan Powered | Air Purification Co. | Titus | DTQP | 02-10-R 22-D24380-B 004 | 560 | CFM | 4.0602 | 2500 | H-FPB-ELE--600 | Fan Powered Box | Electric | All | 600 | CFM | 20 | 2023-03-01 | 2 | D - SOUTH CONNECTOR | MICROBIOLOGY LAB - LF2-2-308 | 3.03 | All | [5 empty] | 200 | 400 | 600 | 800 | 1000 | 1200 | 1500 | 2000 | 2400
Fan Powered Box | LF2-FPB-204 | Sheetmetal | VAV Terminal, Fan Powered | Air Purification Co. | Titus | DTQP | 02-08-R 22-D24380-B 005 | 600 | CFM | 4.3416 | 2500 | H-FPB-ELE--600 | Fan Powered Box | Electric | All | 600 | CFM | 20 | 2023-03-01 | 2 | D - SOUTH CONNECTOR | BREAKOUT - LF2-2-300 | 3.24 | All | [5 empty] | 200 | 400 | 600 | 800 | 1000 | 1200 | 1500 | 2000 | 2400
Fan Powered Box | LF2-FPB-205 | Sheetmetal | VAV Terminal, Fan Powered | Air Purification Co. | Titus | DTQP | 05-12-2 22-D24380-B 006 | 1410 | CFM | 10.2108 | 2500 | H-FPB-ELE--1500 | Fan Powered Box | Electric | All | 1500 | CFM | 20 | 2023-03-01 | 2 | D - SOUTH CONNECTOR | EINSTEIN MOCK OR - LF2-2-307 | 7.62 | All | [5 empty] | 200 | 400 | 600 | 800 | 1000 | 1200 | 1500 | 2000 | 2400
Fan Powered Box | LF2-FPB-206 | Sheetmetal | VAV Terminal, Fan Powered | Air Purification Co. | Titus | DTQP | 05-12-R 22-D24380-B 007 | 1660 | CFM | 12.0198 | 2500 | H-FPB-ELE--1500 | Fan Powered Box | Electric | All | 1500 | CFM | 20 | 2023-03-01 | 2 | D - SOUTH CONNECTOR | STORAGE - LF2-2-306 | 8.97 | All | [5 empty] | 200 | 400 | 600 | 800 | 1000 | 1200 | 1500 | 2000 | 2400
Fan Powered Box | LF2-FPB-207 | Sheetmetal | VAV Terminal, Fan Powered | Air Purification Co. | Titus | DTQP | 05-12-R 22-D24380-B 008 | 1440 | CFM | 10.4252 | 2500 | H-FPB-ELE--1500 | Fan Powered Box | Electric | All | 1500 | CFM | 20 | 2023-03-01 | 2 | D - SOUTH CONNECTOR | GALLEY - LF2-2-320 | 7.78 | All | [5 empty] | 200 | 400 | 600 | 800 | 1000 | 1200 | 1500 | 2000 | 2400
Fan Powered Box | LF2-FPB-208 | Sheetmetal | VAV Terminal, Fan Powered | Air Purification Co. | Titus | DTQP | 02-08-R 22-D24380-B 009 | 600 | CFM | 4.3416 | 2500 | H-FPB-ELE--600 | Fan Powered Box | Electric | All | 600 | CFM | 20 | 2023-03-01 | 2 | D - SOUTH CONNECTOR | GALLEY - LF2-2-320 | 3.24 | All | [5 empty] | 200 | 400 | 600 | 800 | 1000 | 1200 | 1500 | 2000 | 2400
Fan Powered Box | LF2-FPB-209 | Sheetmetal | VAV Terminal, Fan Powered | Air Purification Co. | Titus | DTQP | 02-10-R 22-D24380-B 010 | 840 | CFM | 6.0836 | 2500 | H-FPB-ELE--800 | Fan Powered Box | Electric | All | 800 | CFM | 20 | 2023-03-01 | 2 | D - SOUTH CONNECTOR | GALLEY - LF2-2-320 | 4.54 | All | [5 empty] | 200 | 400 | 600 | 800 | 1000 | 1200 | 1500 | 2000 | 2400
Fan Powered Box | LF2-FPB-240 | Sheetmetal | VAV Terminal, Fan Powered | Air Purification Co. | Titus | DTQP | 02-08-R 22-D24460-B 040 | 500 | CFM | 3.35 | 2500 | H-FPB-ELE--600 | Fan Powered Box | Electric | All | 600 | CFM | 20 | 2023-03-01 | 2 | 0 | 0 | 2.5 | All | [5 empty] | 200 | 400 | 600 | 800 | 1000 | 1200 | 1500 | 2000 | 2400
Fan Powered Box | LF2-FPB-301 | Sheetmetal | VAV Terminal, Fan Powered | Air Purification Co. | Titus | DTQP | 04-14-R 22-C98690-A 001 | 2300 | CFM | 16.6562 | 2500 | H-FPB-ELE--2400 | Fan Powered Box | Electric | All | 2400 | CFM | 20 | 2023-03-01 | 3 | C1 | OPEN OFFICE - LF2-3-120 | 12.43 | All | [5 empty] | 200 | 400 | 600 | 800 | 1000 | 1200 | 1500 | 2000 | 2400
Fan Powered Box | LF2-FPB-302 | Sheetmetal | VAV Terminal, Fan Powered | Air Purification Co. | Titus | DTQP | 04-14-2 22-C98690-A 002 | 2000 | CFM | 14.4854 | 2500 | H-FPB-ELE--2000 | Fan Powered Box | Electric | All | 2000 | CFM | 20 | 2023-03-01 | 3 | C1 | OPEN OFFICE - LF2-3-120 | 10.81 | All | [5 empty] | 200 | 400 | 600 | 800 | 1000 | 1200 | 1500 | 2000 | 2400
Fan Powered Box | LF2-FPB-303 | Sheetmetal | VAV Terminal, Fan Powered | Air Purification Co. | Titus | DTQP | 04-14-R 22-C98690-A 003 | 2000 | CFM | 14.4854 | 2500 | H-FPB-ELE--2000 | Fan Powered Box | Electric | All | 2000 | CFM | 20 | 2023-03-01 | 3 | C1 | OPEN OFFICE - LF2-3-171 | 10.81 | All | [5 empty] | 200 | 400 | 600 | 800 | 1000 | 1200 | 1500 | 2000 | 2400
Fan Powered Box | LF2-FPB-304 | Sheetmetal | VAV Terminal, Fan Powered | Air Purification Co. | Titus | DTQP | 05-12-R 22-C98690-A 004 | 1500 | CFM | 10.8674 | 2500 | H-FPB-ELE--1500 | Fan Powered Box | Electric | All | 1500 | CFM | 20 | 2023-03-01 | 3 | C1 | OPEN OFFICE - LF2-3-170 | 8.11 | All | [5 empty] | 200 | 400 | 600 | 800 | 1000 | 1200 | 1500 | 2000 | 2400
Fan Powered Box | LF2-FPB-305 | Sheetmetal | VAV Terminal, Fan Powered | Air Purification Co. | Titus | DTQP | 04-14-2 22-C98690-A 005 | 2100 | CFM | 15.209 | 2500 | H-FPB-ELE--2000 | Fan Powered Box | Electric | All | 2000 | CFM | 20 | 2023-03-01 | 3 | C1 | OPEN OFFICE - LF2-3-170 | 11.35 | All | [5 empty] | 200 | 400 | 600 | 800 | 1000 | 1200 | 1500 | 2000 | 2400
Fan Powered Box | LF2-FPB-306 | Sheetmetal | VAV Terminal, Fan Powered | Air Purification Co. | Titus | DTQP | 03-12-2 22-C98690-A 006 | 1080 | CFM | 7.8256 | 2500 | H-FPB-ELE--1000 | Fan Powered Box | Electric | All | 1000 | CFM | 20 | 2023-03-01 | 3 | C2 | OPEN OFFICE - LF2-3-180 | 5.84 | All | [5 empty] | 200 | 400 | 600 | 800 | 1000 | 1200 | 1500 | 2000 | 2400
Fan Powered Box | LF2-FPB-307 | Sheetmetal | VAV Terminal, Fan Powered | Air Purification Co. | Titus | DTQP | 03-10-R 22-C98690-A 007 | 1000 | CFM | 7.2494 | 2500 | H-FPB-ELE--1000 | Fan Powered Box | Electric | All | 1000 | CFM | 20 | 2023-03-01 | 3 | C2 | OPEN OFFICE - LF2-3-230 | 5.41 | All | [5 empty] | 200 | 400 | 600 | 800 | 1000 | 1200 | 1500 | 2000 | 2400
Fan Powered Box | LF2-FPB-308 | Sheetmetal | VAV Terminal, Fan Powered | Air Purification Co. | Titus | DTQP | 03-10-R 22-C98690-A 008 | 1120 | CFM | 8.107 | 2500 | H-FPB-ELE--1200 | Fan Powered Box | Electric | All | 1200 | CFM | 20 | 2023-03-01 | 3 | C2 | OPEN OFFICE - LF2-3-230 | 6.05 | All | [5 empty] | 200 | 400 | 600 | 800 | 1000 | 1200 | 1500 | 2000 | 2400
Fan Powered Box | LF2-FPB-309 | Sheetmetal | VAV Terminal, Fan Powered | Air Purification Co. | Titus | DTQP | 05-12-R 22-C98690-A 009 | 1500 | CFM | 10.8674 | 2500 | H-FPB-ELE--1500 | Fan Powered Box | Electric | All | 1500 | CFM | 20 | 2023-03-01 | 3 | C2 | OPEN OFFICE - LF2-3-230 | 8.11 | All | [5 empty] | 200 | 400 | 600 | 800 | 1000 | 1200 | 1500 | 2000 | 2400
Fan Powered Box | LF2-FPB-310 | Sheetmetal | VAV Terminal, Fan Powered | Air Purification Co. | Titus | DTQP | 04-14-2 22-C98690-A 010 | 500 | CFM | 3.618 | 2500 | H-FPB-ELE--2400 | Fan Powered Box | Electric | All | 2400 | CFM | 20 | 2023-03-01 | 3 | C2 | CONF - LF2-3-263 | 2.7 | All | [5 empty] | 200 | 400 | 600 | 800 | 1000 | 1200 | 1500 | 2000 | 2400
Fan Powered Box | LF2-FPB-311 | Sheetmetal | VAV Terminal, Fan Powered | Air Purification Co. | Titus | DTQP | 04-14-R 22-C98690-A 011 | 1760 | CFM | 12.7434 | 2500 | H-FPB-ELE--2000 | Fan Powered Box | Electric | All | 2000 | CFM | 20 | 2023-03-01 | 3 | C2 | OPEN OFFICE - LF2-3-256 | 9.51 | All | [5 empty] | 200 | 400 | 600 | 800 | 1000 | 1200 | 1500 | 2000 | 2400
Fan Powered Box | LF2-FPB-312 | Sheetmetal | VAV Terminal, Fan Powered | Air Purification Co. | Titus | DTQP | 03-12-R 22-C98690-A 012 | 1380 | CFM | 9.9964 | 2500 | H-FPB-ELE--1500 | Fan Powered Box | Electric | All | 1500 | CFM | 20 | 2023-03-01 | 3 | C2 | OPEN OFFICE - LF2-3-256 | 7.46 | All | [5 empty] | 200 | 400 | 600 | 800 | 1000 | 1200 | 1500 | 2000 | 2400
Fan Powered Box | LF2-FPB-313 | Sheetmetal | VAV Terminal, Fan Powered | Air Purification Co. | Titus | DTQP | 06-16-R 22-C98690-A 013 | 3600 | CFM | 26.0764 | 2500 | H-FPB-ELE--2400 | Fan Powered Box | Electric | All | 2400 | CFM | 20 | 2023-03-01 | 3 | C1 | OPEN OFFICE - LF2-3-120 | 19.46 | All | [5 empty] | 200 | 400 | 600 | 800 | 1000 | 1200 | 1500 | 2000 | 2400
Fan Powered Box | LF2-FPB-314 | Sheetmetal | VAV Terminal, Fan Powered | Air Purification Co. | Titus | DTQP | 02-08-2 22-C98690-A 014 | 500 | CFM | 3.618 | 2500 | H-FPB-ELE--600 | Fan Powered Box | Electric | All | 600 | CFM | 20 | 2023-03-01 | 3 | D - SOUTH CONNECTOR | HALLWAY - D-3020 | 2.7 | All | [5 empty] | 200 | 400 | 600 | 800 | 1000 | 1200 | 1500 | 2000 | 2400
Fan Powered Box | LF2-FPB-315 | Sheetmetal | VAV Terminal, Fan Powered | Air Purification Co. | Titus | DTQP | 02-08-R 22-C98690-A 015 | 500 | CFM | 3.618 | 2500 | H-FPB-ELE--600 | Fan Powered Box | Electric | All | 600 | CFM | 20 | 2023-03-01 | 3 | D - SOUTH CONNECTOR | HALLWAY - LF2-3-330 | 2.7 | All | [5 empty] | 200 | 400 | 600 | 800 | 1000 | 1200 | 1500 | 2000 | 2400
Fan Powered Box | LF2-FPB-316 | Sheetmetal | VAV Terminal, Fan Powered | Air Purification Co. | Titus | DTQP | 04-14-R 22-C98690-A 016 | 1750 | CFM | 12.6764 | 2500 | H-FPB-ELE--2000 | Fan Powered Box | Electric | All | 2000 | CFM | 20 | 2023-03-01 | 3 | D - SOUTH CONNECTOR | HALLWAY - LF2-3-330 | 9.46 | All | [5 empty] | 200 | 400 | 600 | 800 | 1000 | 1200 | 1500 | 2000 | 2400
Fan Powered Box | LF2-FPB-317 | Sheetmetal | VAV Terminal, Fan Powered | Air Purification Co. | Titus | DTQP | 05-12-R 22-C98690-A 017 | 1530 | CFM | 10.988 | 2500 | H-FPB-ELE--1500 | Fan Powered Box | Electric | All | 1500 | CFM | 20 | 2023-03-01 | 3 | D - SOUTH CONNECTOR | HALLWAY - LF2-3-330 | 8.2 | All | [5 empty] | 200 | 400 | 600 | 800 | 1000 | 1200 | 1500 | 2000 | 2400
Fan Powered Box | LF2-FPB-318 | Sheetmetal | VAV Terminal, Fan Powered | Air Purification Co. | Titus | DTQP | 04-14-2 22-C98690-A 018 | 2200 | CFM | 15.9326 | 2500 | H-FPB-ELE--2000 | Fan Powered Box | Electric | All | 2000 | CFM | 20 | 2023-03-01 | 3 | D - SOUTH CONNECTOR | STORAGE - LF2-3-335 | 11.89 | All | [5 empty] | 200 | 400 | 600 | 800 | 1000 | 1200 | 1500 | 2000 | 2400
Fan Powered Box | LF2-FPB-319 | Sheetmetal | VAV Terminal, Fan Powered | Air Purification Co. | Titus | DTQP | 04-14-R 22-C98690-A 019 | 2520 | CFM | 18.2508 | 2500 | H-FPB-ELE--2400 | Fan Powered Box | Electric | All | 2400 | CFM | 20 | 2023-03-01 | 3 | D - SOUTH CONNECTOR | MTG TRAINING - LF2-3-301 | 13.62 | All | [5 empty] | 200 | 400 | 600 | 800 | 1000 | 1200 | 1500 | 2000 | 2400
Fan Powered Box | LF2-FPB-320 | Sheetmetal | VAV Terminal, Fan Powered | Air Purification Co. | Titus | DTQP | 02-08-2 22-C98690-A 020 | 600 | CFM | 4.3416 | 2500 | H-FPB-ELE--600 | Fan Powered Box | Electric | All | 600 | CFM | 20 | 2023-03-01 | 3 | D - SOUTH CONNECTOR | MTG TRAINING - LF2-3-301 | 3.24 | All | [5 empty] | 200 | 400 | 600 | 800 | 1000 | 1200 | 1500 | 2000 | 2400
Fan Powered Box | LF2-FPB-321 | Sheetmetal | VAV Terminal, Fan Powered | Air Purification Co. | Titus | DTQP | 02-08-R 22-C98690-A 021 | 550 | CFM | 3.9798 | 2500 | H-FPB-ELE--600 | Fan Powered Box | Electric | All | 600 | CFM | 20 | 2023-03-01 | 3 | D - SOUTH CONNECTOR | CONF - LF2-3-305 | 2.97 | All | [5 empty] | 200 | 400 | 600 | 800 | 1000 | 1200 | 1500 | 2000 | 2400
Fan Powered Box | LF2-FPB-322 | Sheetmetal | VAV Terminal, Fan Powered | Air Purification Co. | Titus | DTQP | 02-08-2 22-C98690-A 022 | 750 | CFM | 5.427 | 2500 | H-FPB-ELE--800 | Fan Powered Box | Electric | All | 800 | CFM | 20 | 2023-03-01 | 3 | D - SOUTH CONNECTOR | BREAKOUT - LF2-3-300 | 4.05 | All | [5 empty] | 200 | 400 | 600 | 800 | 1000 | 1200 | 1500 | 2000 | 2400
Fan Powered Box | LF2-FPB-323 | Sheetmetal | VAV Terminal, Fan Powered | Air Purification Co. | Titus | DTQP | 03-10-2 22-D60515-B 003 | 880 | CFM | 6.164 | 2500 | H-FPB-ELE--1000 | Fan Powered Box | Electric | All | 1000 | CFM | 20 | 2023-03-01 | 3 | C2 | OPEN OFFICE - LF2-3-260 | 4.6 | All | [5 empty] | 200 | 400 | 600 | 800 | 1000 | 1200 | 1500 | 2000 | 2400
Fan Powered Box | LF2-FPB-324 | Sheetmetal | VAV Terminal, Fan Powered | Air Purification Co. | Titus | DTQP | 03-10-R 22-E83297-C 001 | 1000 | CFM | 7.2494 | 2500 | H-FPB-ELE--1000 | Fan Powered Box | Electric | All | 1000 | CFM | 20 | 2023-03-01 | 3 | C2 | OPEN OFFICE - LF2-3-260 | 5.41 | All | [5 empty] | 200 | 400 | 600 | 800 | 1000 | 1200 | 1500 | 2000 | 2400
Fan Powered Box | LF2-FPB-401 | Sheetmetal | VAV Terminal, Fan Powered | Air Purification Co. | Titus | DTQP | 04-14-R 22-C92120-A 001 | 2300 | CFM | 16.6562 | 2500 | H-FPB-ELE--2400 | Fan Powered Box | Electric | All | 2400 | CFM | 20 | 2023-03-01 | 4 | C1 | OPEN OFFICE - LF2-4-120 | 12.43 | All | [5 empty] | 200 | 400 | 600 | 800 | 1000 | 1200 | 1500 | 2000 | 2400
Fan Powered Box | LF2-FPB-402 | Sheetmetal | VAV Terminal, Fan Powered | Air Purification Co. | Titus | DTQP | 04-14-2 22-C92120-A 014 | 2000 | CFM | 14.4854 | 2500 | H-FPB-ELE--2000 | Fan Powered Box | Electric | All | 2000 | CFM | 20 | 2023-03-01 | 4 | C1 | OPEN OFFICE - LF2-4-120 | 10.81 | All | [5 empty] | 200 | 400 | 600 | 800 | 1000 | 1200 | 1500 | 2000 | 2400
Fan Powered Box | LF2-FPB-403 | Sheetmetal | VAV Terminal, Fan Powered | Air Purification Co. | Titus | DTQP | 04-14-R 22-C92120-A 013 | 2000 | CFM | 14.4854 | 2500 | H-FPB-ELE--2000 | Fan Powered Box | Electric | All | 2000 | CFM | 20 | 2023-03-01 | 4 | C1 | OPEN OFFICE - LF2-4-170 | 10.81 | All | [5 empty] | 200 | 400 | 600 | 800 | 1000 | 1200 | 1500 | 2000 | 2400
Fan Powered Box | LF2-FPB-404 | Sheetmetal | VAV Terminal, Fan Powered | Air Purification Co. | Titus | DTQP | 04-14-2 22-C92120-A 011 | 1800 | CFM | 13.0382 | 2500 | H-FPB-ELE--2000 | Fan Powered Box | Electric | All | 2000 | CFM | 20 | 2023-03-01 | 4 | C1 | OPEN OFFICE - LF2-4-170 | 9.73 | All | [5 empty] | 200 | 400 | 600 | 800 | 1000 | 1200 | 1500 | 2000 | 2400
Fan Powered Box | LF2-FPB-405 | Sheetmetal | VAV Terminal, Fan Powered | Air Purification Co. | Titus | DTQP | 04-14-2 22-C92120-A 012 | 2100 | CFM | 15.209 | 2500 | H-FPB-ELE--2000 | Fan Powered Box | Electric | All | 2000 | CFM | 20 | 2023-03-01 | 4 | C1 | OPEN OFFICE - LF2-4-170 | 11.35 | All | [5 empty] | 200 | 400 | 600 | 800 | 1000 | 1200 | 1500 | 2000 | 2400
Fan Powered Box | LF2-FPB-406 | Sheetmetal | VAV Terminal, Fan Powered | Air Purification Co. | Titus | DTQP | 02-10-2 22-C92120-A 010 | 810 | CFM | 5.8692 | 2500 | H-FPB-ELE--800 | Fan Powered Box | Electric | All | 800 | CFM | 20 | 2023-03-01 | 4 | C2 | OPEN OFFICE - LF2-4-180 | 4.38 | All | [5 empty] | 200 | 400 | 600 | 800 | 1000 | 1200 | 1500 | 2000 | 2400
Fan Powered Box | LF2-FPB-407 | Sheetmetal | VAV Terminal, Fan Powered | Air Purification Co. | Titus | DTQP | 03-10-R 22-C92120-A 009 | 1000 | CFM | 7.2494 | 2500 | H-FPB-ELE--1000 | Fan Powered Box | Electric | All | 1000 | CFM | 20 | 2023-03-01 | 4 | C2 | OPEN OFFICE - LF2-4-230 | 5.41 | All | [5 empty] | 200 | 400 | 600 | 800 | 1000 | 1200 | 1500 | 2000 | 2400
Fan Powered Box | LF2-FPB-408 | Sheetmetal | VAV Terminal, Fan Powered | Air Purification Co. | Titus | DTQP | 03-10-2 22-C92120-A 008 | 1120 | CFM | 8.107 | 2500 | H-FPB-ELE--1200 | Fan Powered Box | Electric | All | 1200 | CFM | 20 | 2023-03-01 | 4 | C2 | OPEN OFFICE - LF2-4-230 | 6.05 | All | [5 empty] | 200 | 400 | 600 | 800 | 1000 | 1200 | 1500 | 2000 | 2400
Fan Powered Box | LF2-FPB-409 | Sheetmetal | VAV Terminal, Fan Powered | Air Purification Co. | Titus | DTQP | 04-14-2 22-C92120-A 007 | 2000 | CFM | 14.4854 | 2500 | H-FPB-ELE--2000 | Fan Powered Box | Electric | All | 2000 | CFM | 20 | 2023-03-01 | 4 | C2 | HALLWAY - LF2-4-010 | 10.81 | All | [5 empty] | 200 | 400 | 600 | 800 | 1000 | 1200 | 1500 | 2000 | 2400
Fan Powered Box | LF2-FPB-410 | Sheetmetal | VAV Terminal, Fan Powered | Air Purification Co. | Titus | DTQP | 04-14-2 22-C92120-A 006 | 1760 | CFM | 12.7434 | 2500 | H-FPB-ELE--2000 | Fan Powered Box | Electric | All | 2000 | CFM | 20 | 2023-03-01 | 4 | C2 | OPEN OFFICE - LF2-4-260 | 9.51 | All | [5 empty] | 200 | 400 | 600 | 800 | 1000 | 1200 | 1500 | 2000 | 2400
Fan Powered Box | LF2-FPB-411 | Sheetmetal | VAV Terminal, Fan Powered | Air Purification Co. | Titus | DTQP | 04-14-R 22-C92120-A 005 | 1760 | CFM | 12.7434 | 2500 | H-FPB-ELE--2000 | Fan Powered Box | Electric | All | 2000 | CFM | 20 | 2023-03-01 | 4 | C2 | OPEN OFFICE - LF2-4-256 | 9.51 | All | [5 empty] | 200 | 400 | 600 | 800 | 1000 | 1200 | 1500 | 2000 | 2400
Fan Powered Box | LF2-FPB-412 | Sheetmetal | VAV Terminal, Fan Powered | Air Purification Co. | Titus | DTQP | 03-12-R 22-C92120-A 004 | 1380 | CFM | 9.9964 | 2500 | H-FPB-ELE--1500 | Fan Powered Box | Electric | All | 1500 | CFM | 20 | 2023-03-01 | 4 | C2 | OPEN OFFICE - LF2-4-256 | 7.46 | All | [5 empty] | 200 | 400 | 600 | 800 | 1000 | 1200 | 1500 | 2000 | 2400
Fan Powered Box | LF2-FPB-413 | Sheetmetal | VAV Terminal, Fan Powered | Air Purification Co. | Titus | DTQP | 06-16-R 22-C92120-A 003 | 3600 | CFM | 26.0764 | 2500 | H-FPB-ELE--2400 | Fan Powered Box | Electric | All | 2400 | CFM | 20 | 2023-03-01 | 4 | C1 | OPEN OFFICE - LF2-4-120 | 19.46 | All | [5 empty] | 200 | 400 | 600 | 800 | 1000 | 1200 | 1500 | 2000 | 2400
Fan Powered Box | LF2-FPB-414 | Sheetmetal | VAV Terminal, Fan Powered | Air Purification Co. | Titus | DTQP | 04-14-R 22-C92120-A 002 | 2000 | CFM | 14.4854 | 2500 | H-FPB-ELE--2000 | Fan Powered Box | Electric | All | 2000 | CFM | 20 | 2023-03-01 | 4 | C2 | OPEN OFFICE - LF2-4-260 | 10.81 | All | [5 empty] | 200 | 400 | 600 | 800 | 1000 | 1200 | 1500 | 2000 | 2400
Fan Powered Box | LF2-FPB-501 | Sheetmetal | VAV Terminal, Fan Powered | Air Purification Co. | Titus | DFLP | 04-22-? 22-D22873-B 001 | 1840 | CFM | 13.333 | 2500 | H-FPB-ELE--2000 | Fan Powered Box | Electric | All | 2000 | CFM | 20 | 2023-03-01 | 5 | C1 | OPEN OFFICE - C-5120 | 9.95 | All | [5 empty] | 200 | 400 | 600 | 800 | 1000 | 1200 | 1500 | 2000 | 2400
Fan Powered Box | LF2-FPB-502 | Sheetmetal | VAV Terminal, Fan Powered | Air Purification Co. | Titus | DTQP | 04-14-2 22-D09663-A 001 | 2460 | CFM | 17.822 | 2500 | H-FPB-ELE--2400 | Fan Powered Box | Electric | All | 2400 | CFM | 20 | 2023-03-01 | 5 | C1 | OPEN OFFICE - C-5120 | 13.3 | All | [5 empty] | 200 | 400 | 600 | 800 | 1000 | 1200 | 1500 | 2000 | 2400
Fan Powered Box | LF2-FPB-503 | Sheetmetal | VAV Terminal, Fan Powered | Air Purification Co. | Titus | DTQP | 04-14-R 22-D09663-A 002 | 1500 | CFM | 10.8674 | 2500 | H-FPB-ELE--1500 | Fan Powered Box | Electric | All | 1500 | CFM | 20 | 2023-03-01 | 5 | C1 | OPEN OFFICE - LF2-5-170 | 8.11 | All | [5 empty] | 200 | 400 | 600 | 800 | 1000 | 1200 | 1500 | 2000 | 2400
Fan Powered Box | LF2-FPB-504 | Sheetmetal | VAV Terminal, Fan Powered | Air Purification Co. | Titus | DFLP | 04-22-R 22-D22873-B 002 | 1200 | CFM | 8.6966 | 2500 | H-FPB-ELE--1200 | Fan Powered Box | Electric | All | 1200 | CFM | 20 | 2023-03-01 | 5 | C1 | OPEN OFFICE - LF2-5-170 | 6.49 | All | [5 empty] | 200 | 400 | 600 | 800 | 1000 | 1200 | 1500 | 2000 | 2400
Fan Powered Box | LF2-FPB-505 | Sheetmetal | VAV Terminal, Fan Powered | Air Purification Co. | Titus | DFLP | 04-22-R 22-D22873-B 003 | 1200 | CFM | 8.6966 | 2500 | H-FPB-ELE--1200 | Fan Powered Box | Electric | All | 1200 | CFM | 20 | 2023-03-01 | 5 | C1 | OPEN OFFICE - LF2-5-170 | 6.49 | All | [5 empty] | 200 | 400 | 600 | 800 | 1000 | 1200 | 1500 | 2000 | 2400
Fan Powered Box | LF2-FPB-506 | Sheetmetal | VAV Terminal, Fan Powered | Air Purification Co. | Titus | DFLP | 04-22-R 22-D22873-B 004 | 810 | CFM | 5.8692 | 2500 | H-FPB-ELE--800 | Fan Powered Box | Electric | All | 800 | CFM | 20 | 2023-03-01 | 5 | C2 | OPEN OFFICE - LF2-5-180 | 4.38 | All | [5 empty] | 200 | 400 | 600 | 800 | 1000 | 1200 | 1500 | 2000 | 2400
Fan Powered Box | LF2-FPB-507 | Sheetmetal | VAV Terminal, Fan Powered | Air Purification Co. | Titus | DFLP | 04-22-2 22-D22873-B 005 | 1000 | CFM | 7.2494 | 2500 | H-FPB-ELE--1000 | Fan Powered Box | Electric | All | 1000 | CFM | 20 | 2023-03-01 | 5 | C2 | OPEN OFFICE - LF2-5-230 | 5.41 | All | [5 empty] | 200 | 400 | 600 | 800 | 1000 | 1200 | 1500 | 2000 | 2400
Fan Powered Box | LF2-FPB-508 | Sheetmetal | VAV Terminal, Fan Powered | Air Purification Co. | Titus | DFLP | 04-22-2 22-D22873-B 006 | 1120 | CFM | 8.107 | 2500 | H-FPB-ELE--1200 | Fan Powered Box | Electric | All | 1200 | CFM | 20 | 2023-03-01 | 5 | C2 | OPEN OFFICE - LF2-5-230 | 6.05 | All | [5 empty] | 200 | 400 | 600 | 800 | 1000 | 1200 | 1500 | 2000 | 2400
Fan Powered Box | LF2-FPB-509 | Sheetmetal | VAV Terminal, Fan Powered | Air Purification Co. | Titus | DTQP | 04-14-2 22-D09663-A 003 | 2000 | CFM | 14.4854 | 2500 | H-FPB-ELE--2000 | Fan Powered Box | Electric | All | 2000 | CFM | 20 | 2023-03-01 | 5 | C2 | HALLWAY - LF2-5-010 | 10.81 | All | [5 empty] | 200 | 400 | 600 | 800 | 1000 | 1200 | 1500 | 2000 | 2400
Fan Powered Box | LF2-FPB-510 | Sheetmetal | VAV Terminal, Fan Powered | Air Purification Co. | Titus | DFLP | 04-22-R 22-D22873-B 007 | 1760 | CFM | 12.7434 | 2500 | H-FPB-ELE--2000 | Fan Powered Box | Electric | All | 2000 | CFM | 20 | 2023-03-01 | 5 | C2 | OPEN OFFICE - LF2-5-260 | 9.51 | All | [5 empty] | 200 | 400 | 600 | 800 | 1000 | 1200 | 1500 | 2000 | 2400
Fan Powered Box | LF2-FPB-511 | Sheetmetal | VAV Terminal, Fan Powered | Air Purification Co. | Titus | DFLP | 04-22-R 22-D50119-B 007 | 2000 | CFM | 14.74 | 2500 | H-FPB-ELE--2000 | Fan Powered Box | Electric | All | 2000 | CFM | 20 | 2023-03-01 | 5 | C2 | OPEN OFFICE - LF2-5-256 | 11 | All | [5 empty] | 200 | 400 | 600 | 800 | 1000 | 1200 | 1500 | 2000 | 2400
Fan Powered Box | LF2-FPB-512 | Sheetmetal | VAV Terminal, Fan Powered | Air Purification Co. | Titus | DFLP | 04-22-2 22-D22873-B 008 | 2000 | CFM | 14.74 | 2500 | H-FPB-ELE--2000 | Fan Powered Box | Electric | All | 2000 | CFM | 20 | 2023-03-01 | 5 | C2 | OPEN OFFICE - LF2-5-256 | 11 | All | [5 empty] | 200 | 400 | 600 | 800 | 1000 | 1200 | 1500 | 2000 | 2400
Fan Powered Box | LF2-FPB-513 | Sheetmetal | VAV Terminal, Fan Powered | Air Purification Co. | Titus | DFLP | 04-22-2 22-D22873-B 009 | 2000 | CFM | 14.74 | 2500 | H-FPB-ELE--2000 | Fan Powered Box | Electric | All | 2000 | CFM | 20 | 2023-03-01 | 5 | C1 | OPEN OFFICE - C-5120 | 11 | All | [5 empty] | 200 | 400 | 600 | 800 | 1000 | 1200 | 1500 | 2000 | 2400
Fan Powered Box | LF2-FPB-514 | Sheetmetal | VAV Terminal, Fan Powered | Air Purification Co. | Titus | DTQP | 04-14-? 22-D09663-A 004 | 2000 | CFM | 15.41 | 2500 | H-FPB-ELE--2000 | Fan Powered Box | Electric | All | 2000 | CFM | 20 | 2023-03-01 | 5 | C2 | OPEN OFFICE - LF2-5-260 | 11.5 | All | [5 empty] | 200 | 400 | 600 | 800 | 1000 | 1200 | 1500 | 2000 | 2400
Fan Powered Box | LF2-FPB-515 | Sheetmetal | VAV Terminal, Fan Powered | Air Purification Co. | Titus | DFLP | 04-22-? 22-D50119-B 011 | 1200 | CFM | 10.72 | 2500 | H-FPB-ELE--1200 | Fan Powered Box | Electric | All | 1200 | CFM | 20 | 2023-03-01 | 5 | C1 | OPEN OFFICE - LF2-5-170 | 8 | All | [5 empty] | 200 | 400 | 600 | 800 | 1000 | 1200 | 1500 | 2000 | 2400
Fan Powered Box | LF2-FPB-516 | Sheetmetal | VAV Terminal, Fan Powered | Air Purification Co. | Titus | DFLP | 04-22-2 22-D22873-B 012 | 1760 | CFM | 12.7434 | 2500 | H-FPB-ELE--2000 | Fan Powered Box | Electric | All | 2000 | CFM | 20 | 2023-03-01 | 5 | C1 | OPEN OFFICE - C-5120 | 9.51 | All | [5 empty] | 200 | 400 | 600 | 800 | 1000 | 1200 | 1500 | 2000 | 2400
Gas Water Heater | LF1-GWH-101 | Plumbing | Water Heaters, Commercial, Gas | Long Building Technologies | Conquest | 40 L 130A-GCML | F019942 | 130 | GAL | 1.5919 | 5000 | P-DWH-GAS-TNK-150 | Domestic Water Heater | Gas-Fired | Tank | 150 | GAL | 15 | 2023-03-01 | 1 | A2 | STORAGE - LF1-1-257 |  | Instantaneous | Tank |  |  |  |  | 25 | 50 | 80 | 120 | 150 | 200 | 250 | 300 | 400 | 500
Gas Water Heater | LF1-GWH-102 | Plumbing | Water Heaters, Commercial, Gas | Long Building Technologies | Conquest | 40 L 130A-GCML | F019860 | 130 | GAL | 1.5919 | 5000 | P-DWH-GAS-TNK-150 | Domestic Water Heater | Gas-Fired | Tank | 150 | GAL | 15 | 2023-03-01 | 1 | A2 | STORAGE - LF1-1-257 |  | Instantaneous | Tank |  |  |  |  | 25 | 50 | 80 | 120 | 150 | 200 | 250 | 300 | 400 | 500
Gas Water Heater | LF2-GWH-101 | Plumbing | Water Heaters, Commercial, Gas | Long Building Technologies | Conquest | 40 L 130A-GCML | F020033 | 130 | GAL | 1.5919 | 5000 | P-DWH-GAS-TNK-150 | Domestic Water Heater | Gas-Fired | Tank | 150 | GAL | 15 | 2023-03-01 | 1 | C1.1 | WATER SERVICE - LF2-1-092 (124C) |  | Instantaneous | Tank |  |  |  |  | 25 | 50 | 80 | 120 | 150 | 200 | 250 | 300 | 400 | 500
Gas Water Heater | LF2-GWH-102 | Plumbing | Water Heaters, Commercial, Gas | Long Building Technologies | Conquest | 40 L 130A-GCML | F019966 | 130 | GAL | 1.5919 | 5000 | P-DWH-GAS-TNK-150 | Domestic Water Heater | Gas-Fired | Tank | 150 | GAL | 15 | 2023-03-01 | 1 | C1.1 | WATER SERVICE - LF2-1-092 (124C) |  | Instantaneous | Tank |  |  |  |  | 25 | 50 | 80 | 120 | 150 | 200 | 250 | 300 | 400 | 500
Lab Air Compressor | LF2-LAC-201 | Pipefitting | Air Compressor | Trane | Ingersoll Rand | WS30Q-A145-E |  | 101 | ACFM | 40 | 5000 | P-AC-AIR-SCW-50 | Air Compressor | Air Cooled | Screw | 50 | HP | 15 | 2023-03-01 | 1 | A1 | WATER SERVICE- 111A |  | Receiver | Screw |  |  |  |  | 15 | 50 | 100 | 250
Lead Free Expansion Tank | LF1-LFET-102 | Plumbing | Expansion Tank | Air Purification Co. | Amtrol | ST-30VC-DD |  | 16.5 | GAL | 0 | 5000 | H-ET-NOB-FLR-50 | Expansion Tank | Without Bladder | Floor Mounted | 50 | GAL | 20 | 2023-03-01 | 1 | A2 | STORAGE - LF1-1-257 |  | Floor Mounted | In-Line |  |  |  |  | 50 | 100 | 150 | 200
Expansion Tank | LF2-LFET-101 | Pipefitting | Expansion Tank | Air Purification Co. | Amtrol | [5 empty] | 5000 | H-ET-NOB-FLR-50 | Expansion Tank | Without Bladder | Floor Mounted | 50 | GAL | 20 | 2023-03-01 | 1 | C1.1 | WATER SERVICE - LF2-1-092 (124C) |  | Floor Mounted | In-Line |  |  |  |  | 50 | 100 | 150 | 200
Lead Free Expansion Tank | LF2-LFET-102 | Pipefitting | Expansion Tank | Air Purification Co. | Amtrol | ST-80VC | 455988 | 53 | GAL | 0 | 5000 | H-ET-NOB-FLR-50 | Expansion Tank | Without Bladder | Floor Mounted | 50 | GAL | 20 | 2023-03-01 | 0 | 0 | 0 |  | Floor Mounted | In-Line |  |  |  |  | 50 | 100 | 150 | 200
Pump | LF1-HWRP-102 | Plumbing | Circulating Pump, End Suction | Air Purification Co. | Grundfos | Magna 32-00 F N | 10000387 | 4 | GPM | 0.2 | 5000 | P-PMP-INL-DW-0.5 | Pump | Inline | Domestic Water | 0.5 | HP | 10 | 2023-03-01 | 1 | A2 | STORAGE - LF1-1-257 |  | All | Domestic Water |  |  |  |  | 0.5 | 1 | 3 | 5 | 10
Pump | LF1-HWRP-103 | Plumbing | Circulating Pump, End Suction | Air Purification Co. | Grundfos | Magna 32-00 F N | 10000386 | 4 | GPM | 0.24 | 5000 | P-PMP-INL-DW-0.5 | Pump | Inline | Domestic Water | 0.5 | HP | 10 | 2023-03-01 | 1 | A2 | STORAGE - LF1-1-257 |  | All | Domestic Water |  |  |  |  | 0.5 | 1 | 3 | 5 | 10
Pump | LF2-HWRP-102 | Plumbing | Circulating Pump, End Suction | Air Purification Co. | Grundfos | Magna 32-120 GF N 165 | 10002460 | 10 | GPM | 0.5 | 5000 | P-PMP-INL-DW-0.5 | Pump | Inline | Domestic Water | 0.5 | HP | 10 | 2023-03-01 | 1 | C1.1 | WATER SERVICE - LF2-1-092 (124C) |  | All | Domestic Water |  |  |  |  | 0.5 | 1 | 3 | 5 | 10
Pump | LF2-HWRP-103 | Plumbing | Circulating Pump, End Suction | Air Purification Co. | Grundfos | Magna 32-120 GF N 165 | 10000386 | 10 | GPM | 0.5 | 5000 | P-PMP-INL-DW-0.5 | Pump | Inline | Domestic Water | 0.5 | HP | 10 | 2023-03-01 | 1 | C1.1 | WATER SERVICE - LF2-1-092 (124C) |  | All | Domestic Water |  |  |  |  | 0.5 | 1 | 3 | 5 | 10
Rooftop Unit | LF1-RTU-R05 | Sheetmetal | Rooftop A/C | Trane | Trane | OANE649E4-C0C400JR-A1R00AF0002000F0B1A5 | OA323646-1-1 |  | CFM | 8.5 | 5000 | NO ID | Roof Top Unit | DX, Gas-Fired | Custom |  |  |  | 2023-03-01 | 6 | A2 | ROOF |  | Custom | Packaged |  |  |  |  | 5 | 15 | 30 | 60 | 90 | 120 | 150 | 200
Rooftop Unit | LF2-RTU-R05 | Sheetmetal | Rooftop A/C | Western Mechanical | Annexair | 2ERP-E-40-HP-C-HG-EC-EC-SS-AZ92 | 3595-01-0822 | 35000 | CFM | 150 | 5000 | H-RTU-DXG-CST-90 | Roof Top Unit | DX, Gas-Fired | Custom | 90 | TONS | 15 | 2023-03-01 | 6 | C1 | ROOF |  | Custom | Packaged |  |  |  |  | 5 | 15 | 30 | 60 | 90 | 120 | 150 | 200
Rooftop Unit | LF2-RTU-R06 | Sheetmetal | Rooftop A/C | Western Mechanical | Annexair | 2ERP-E-40-HP-C-HG-EC-EC-SS-AZ92 |  | 35000 | CFM | 150 | 5000 | H-RTU-DXG-CST-90 | Roof Top Unit | DX, Gas-Fired | Custom | 90 | TONS | 15 | 2023-03-01 | 6 | C1 | ROOF |  | Custom | Packaged |  |  |  |  | 5 | 15 | 30 | 60 | 90 | 120 | 150 | 200
Terminal Unit VAV (no reheat) | LF2-EAV-101 | Sheetmetal | VAV Terminal |  | Titus | DESV | 16-0R-D46278-001 | 2745 | CFM | 0 | 5000 | H-VTI-NO--2400 | Venturi VAV Box | No Heat | Venturi Valve | 2400 | CFM | 20 | 2023-03-01 | 1 | C1.1 | RTG ADVANCED ENERGY - LF2-1-101 |  | Venturi Valve | [5 empty] | 200 | 400 | 600 | 800 | 1000 | 1200 | 1500 | 2000 | 2400 | 3000
Terminal Unit VAV (no reheat) | LF2-EAV-102 | Sheetmetal | VAV Terminal |  | Titus | DESV | 12-0R-D46278-002 | 1250 | CFM | 0 | 5000 | H-VTI-NO--1200 | Venturi VAV Box | No Heat | Venturi Valve | 1200 | CFM | 20 | 2023-03-01 | 1 | C1.1 | RELIABILITY CHAMBERS - LF2-1-104 |  | Venturi Valve | [5 empty] | 200 | 400 | 600 | 800 | 1000 | 1200 | 1500 | 2000 | 2400 | 3000
Terminal Unit VAV (no reheat) | LF2-EAV-103 | Sheetmetal | VAV Terminal |  | Titus | DESV | 12-0R-D46278-003 | 1170 | CFM | 0 | 5000 | H-VTI-NO--1200 | Venturi VAV Box | No Heat | Venturi Valve | 1200 | CFM | 20 | 2023-03-01 | 1 | C1.2 | RGI PACKAGING & STORAGE - LF2-1-107 |  | Venturi Valve | [5 empty] | 200 | 400 | 600 | 800 | 1000 | 1200 | 1500 | 2000 | 2400 | 3000
Terminal Unit VAV (no reheat) | LF2-EAV-104 | Sheetmetal | VAV Terminal |  | Titus | DESV | 14-0R-D46278-004 | 2180 | CFM | 0 | 5000 | H-VTI-NO--2000 | Venturi VAV Box | No Heat | Venturi Valve | 2000 | CFM | 20 | 2023-03-01 | 1 | C1.4 | EMC LAB - LF2-1-105 |  | Venturi Valve | [5 empty] | 200 | 400 | 600 | 800 | 1000 | 1200 | 1500 | 2000 | 2400 | 3000
Terminal Unit VAV (no reheat) | LF2-EAV-105 | Sheetmetal | VAV Terminal |  | Titus | DESV | 16-0R-D46278-005 | 2460 | CFM | 0 | 5000 | H-VTI-NO--2400 | Venturi VAV Box | No Heat | Venturi Valve | 2400 | CFM | 20 | 2023-03-01 | 1 | C2.1 | RGI OPEN LAB LF2-1-216 |  | Venturi Valve | [5 empty] | 200 | 400 | 600 | 800 | 1000 | 1200 | 1500 | 2000 | 2400 | 3000
Terminal Unit VAV (no reheat) | LF2-EAV-106 | Sheetmetal | VAV Terminal |  | Titus | DESV | 16-0R-D46278-006 | 2470 | CFM | 0 | 5000 | H-VTI-NO--2400 | Venturi VAV Box | No Heat | Venturi Valve | 2400 | CFM | 20 | 2023-03-01 | 1 | C1.3 | RGI OPEN LAB LF2-1-216 |  | Venturi Valve | [5 empty] | 200 | 400 | 600 | 800 | 1000 | 1200 | 1500 | 2000 | 2400 | 3000
Terminal Unit VAV (no reheat) | LF2-EAV-107 | Sheetmetal | VAV Terminal |  | Titus | DESV | 14-0L-D46278-007 | 1990 | CFM | 0 | 5000 | H-VTI-NO--2000 | Venturi VAV Box | No Heat | Venturi Valve | 2000 | CFM | 20 | 2023-03-01 | 1 | C2.1 | RGI OPEN LAB LF2-1-216 |  | Venturi Valve | [5 empty] | 200 | 400 | 600 | 800 | 1000 | 1200 | 1500 | 2000 | 2400 | 3000
Terminal Unit VAV (no reheat) | LF2-EAV-108 | Sheetmetal | VAV Terminal |  | Titus | DESV | 14-0L-D46278-008 | 1970 | CFM | 0 | 5000 | H-VTI-NO--2000 | Venturi VAV Box | No Heat | Venturi Valve | 2000 | CFM | 20 | 2023-03-01 | 1 | C2.1 | RGI OPEN LAB LF2-1-216 |  | Venturi Valve | [5 empty] | 200 | 400 | 600 | 800 | 1000 | 1200 | 1500 | 2000 | 2400 | 3000
Terminal Unit VAV (no reheat) | LF2-EAV-109 | Sheetmetal | VAV Terminal |  | Titus | DESV | 14-0L-D46278-009 | 1940 | CFM | 0 | 5000 | H-VTI-NO--2000 | Venturi VAV Box | No Heat | Venturi Valve | 2000 | CFM | 20 | 2023-03-01 | 1 | C2.2 | SI RETURN GOODS - LF2-1-215 |  | Venturi Valve | [5 empty] | 200 | 400 | 600 | 800 | 1000 | 1200 | 1500 | 2000 | 2400 | 3000
Terminal Unit VAV (no reheat) | LF2-EAV-110 | Sheetmetal | VAV Terminal |  | Titus | DESV | 12-0R-D46278-010 | 1160 | CFM | 0 | 5000 | H-VTI-NO--1200 | Venturi VAV Box | No Heat | Venturi Valve | 1200 | CFM | 20 | 2023-03-01 | 1 | C2.3 | CHAMBER ROOM - LF2-1-207 |  | Venturi Valve | [5 empty] | 200 | 400 | 600 | 800 | 1000 | 1200 | 1500 | 2000 | 2400 | 3000
Terminal Unit VAV (no reheat) | LF2-EAV-111 | Sheetmetal | VAV Terminal |  | Titus | DESV | 14-0R-D46278-011 | 2020 | CFM | 0 | 5000 | H-VTI-NO--2000 | Venturi VAV Box | No Heat | Venturi Valve | 2000 | CFM | 20 | 2023-03-01 | 1 | C2.3 | ADVANCED MEASUREMENTS LAB - LF2-1-208 |  | Venturi Valve | [5 empty] | 200 | 400 | 600 | 800 | 1000 | 1200 | 1500 | 2000 | 2400 | 3000
Terminal Unit VAV (no reheat) | LF2-EAV-112 | Sheetmetal | VAV Terminal |  | Titus | DESV | 14-0R-D46278-012 | 2030 | CFM | 0 | 5000 | H-VTI-NO--2000 | Venturi VAV Box | No Heat | Venturi Valve | 2000 | CFM | 20 | 2023-03-01 | 1 | C2.3 | ADVANCED MEASUREMENTS LAB - LF2-1-208 |  | Venturi Valve | [5 empty] | 200 | 400 | 600 | 800 | 1000 | 1200 | 1500 | 2000 | 2400 | 3000
Terminal Unit VAV (no reheat) | LF2-EAV-113 | Sheetmetal | VAV Terminal |  | Titus | DESV | 06-0L-D46278-013 | 240 | CFM | 0 | 5000 | H-VTI-NO--200 | Venturi VAV Box | No Heat | Venturi Valve | 200 | CFM | 20 | 2023-03-01 | 1 | C2.3 | IMAGING LAB - LF2-1-210 |  | Venturi Valve | [5 empty] | 200 | 400 | 600 | 800 | 1000 | 1200 | 1500 | 2000 | 2400 | 3000
Terminal Unit VAV (no reheat) | LF2-EAV-114 | Sheetmetal | VAV Terminal |  | Titus | DESV | 06-0R-D46278-014 | 230 | CFM | 0 | 5000 | H-VTI-NO--200 | Venturi VAV Box | No Heat | Venturi Valve | 200 | CFM | 20 | 2023-03-01 | 1 | C2.3 | V & V EQUIPMENT STAGING - LF2-1-209 |  | Venturi Valve | [5 empty] | 200 | 400 | 600 | 800 | 1000 | 1200 | 1500 | 2000 | 2400 | 3000
Terminal Unit VAV (no reheat) | LF2-EAV-115 | Sheetmetal | VAV Terminal |  | Titus | DESV | 08-0R-D46278-015 | 440 | CFM | 0 | 5000 | H-VTI-NO--400 | Venturi VAV Box | No Heat | Venturi Valve | 400 | CFM | 20 | 2023-03-01 | 1 | C2.3 | V & V EQUIPMENT STAGING - LF2-1-209 |  | Venturi Valve | [5 empty] | 200 | 400 | 600 | 800 | 1000 | 1200 | 1500 | 2000 | 2400 | 3000
Terminal Unit VAV (no reheat) | LF2-EAV-116 | Sheetmetal | VAV Terminal |  | Titus | DESV | 08-0L-D46278-016 | 350 | CFM | 0 | 5000 | H-VTI-NO--400 | Venturi VAV Box | No Heat | Venturi Valve | 400 | CFM | 20 | 2023-03-01 | 1 | C2.3 | ADVANCED MEASUREMENTS LAB - LF2-1-208 |  | Venturi Valve | [5 empty] | 200 | 400 | 600 | 800 | 1000 | 1200 | 1500 | 2000 | 2400 | 3000
Terminal Unit VAV (no reheat) | LF2-EAV-201 | Sheetmetal | VAV Terminal |  | Titus | DESV | 14-0R-D24373-001 | 1560 | CFM | 0 | 5000 | H-VTI-NO--1500 | Venturi VAV Box | No Heat | Venturi Valve | 1500 | CFM | 20 | 2023-03-01 | 2 | C1.1 | SHARED INSTRUMENTS/HW - LF2-2-101 |  | Venturi Valve | [5 empty] | 200 | 400 | 600 | 800 | 1000 | 1200 | 1500 | 2000 | 2400 | 3000
Terminal Unit VAV (no reheat) | LF2-EAV-202 | Sheetmetal | VAV Terminal |  | Titus | DESV | 16-0L-D24373-028 | 3170 | CFM | 0 | 5000 | H-VTI-NO--3000 | Venturi VAV Box | No Heat | Venturi Valve | 3000 | CFM | 20 | 2023-03-01 | 2 | C1.1 | SHARED INSTRUMENTS/HW - LF2-2-101 |  | Venturi Valve | [5 empty] | 200 | 400 | 600 | 800 | 1000 | 1200 | 1500 | 2000 | 2400 | 3000
Terminal Unit VAV (no reheat) | LF2-EAV-203 | Sheetmetal | VAV Terminal |  | Titus | DESV | 16-0R-D24373-029 | 3170 | CFM | 0 | 5000 | H-VTI-NO--3000 | Venturi VAV Box | No Heat | Venturi Valve | 3000 | CFM | 20 | 2023-03-01 | 2 | C1.3 | SHARED INSTRUMENTS/HW - LF2-2-101 |  | Venturi Valve | [5 empty] | 200 | 400 | 600 | 800 | 1000 | 1200 | 1500 | 2000 | 2400 | 3000
Terminal Unit VAV (no reheat) | LF2-EAV-204 | Sheetmetal | VAV Terminal |  | Titus | DESV | 10-0R-D24373-030 | 600 | CFM | 0 | 5000 | H-VTI-NO--600 | Venturi VAV Box | No Heat | Venturi Valve | 600 | CFM | 20 | 2023-03-01 | 2 | C1.3 | SHARED INSTRUMENTS/HW - LF2-2-101 |  | Venturi Valve | [5 empty] | 200 | 400 | 600 | 800 | 1000 | 1200 | 1500 | 2000 | 2400 | 3000
Terminal Unit VAV (no reheat) | LF2-EAV-205 | Sheetmetal | VAV Terminal |  | Titus | DESV | 16-0L-D24373-031 | 3170 | CFM | 0 | 5000 | H-VTI-NO--3000 | Venturi VAV Box | No Heat | Venturi Valve | 3000 | CFM | 20 | 2023-03-01 | 2 | C2.1 | SHARED INSTRUMENTS/HW - LF2-2-101 |  | Venturi Valve | [5 empty] | 200 | 400 | 600 | 800 | 1000 | 1200 | 1500 | 2000 | 2400 | 3000
Terminal Unit VAV (no reheat) | LF2-EAV-206 | Sheetmetal | VAV Terminal |  | Titus | DESV | 16-0L-D24373-032 | 3170 | CFM | 0 | 5000 | H-VTI-NO--3000 | Venturi VAV Box | No Heat | Venturi Valve | 3000 | CFM | 20 | 2023-03-01 | 2 | C2.1 | SHARED INSTRUMENTS/HW - LF2-2-101 |  | Venturi Valve | [5 empty] | 200 | 400 | 600 | 800 | 1000 | 1200 | 1500 | 2000 | 2400 | 3000
Terminal Unit VAV (no reheat) | LF2-EAV-207 | Sheetmetal | VAV Terminal |  | Titus | DESV | 10-0L-D24373-033 | 525 | CFM | 0 | 5000 | H-VTI-NO--600 | Venturi VAV Box | No Heat | Venturi Valve | 600 | CFM | 20 | 2023-03-01 | 2 | C2.3 | SHARED INSTRUMENTS/HW - LF2-2-101 |  | Venturi Valve | [5 empty] | 200 | 400 | 600 | 800 | 1000 | 1200 | 1500 | 2000 | 2400 | 3000
Terminal Unit VAV (no reheat) | LF2-EAV-208 | Sheetmetal | VAV Terminal |  | Titus | DESV | 16-0L-D24373-034 | 3170 | CFM | 0 | 5000 | H-VTI-NO--3000 | Venturi VAV Box | No Heat | Venturi Valve | 3000 | CFM | 20 | 2023-03-01 | 2 | C2.3 | SHARED INSTRUMENTS/HW - LF2-2-101 |  | Venturi Valve | [5 empty] | 200 | 400 | 600 | 800 | 1000 | 1200 | 1500 | 2000 | 2400 | 3000
Terminal Unit VAV (no reheat) | LF2-EAV-209 | Sheetmetal | VAV Terminal |  | Titus | DESV | 14-0R-D24373-035 | 2200 | CFM | 0 | 5000 | H-VTI-NO--2400 | Venturi VAV Box | No Heat | Venturi Valve | 2400 | CFM | 20 | 2023-03-01 | 2 | C1.2 | TISSUE & ABLATION - LF2-2-120 |  | Venturi Valve | [5 empty] | 200 | 400 | 600 | 800 | 1000 | 1200 | 1500 | 2000 | 2400 | 3000
Terminal Unit VAV (no reheat) | LF2-EAV-210 | Sheetmetal | VAV Terminal |  | Titus | DESV | 14-0R-D24373-036 | 2200 | CFM | 0 | 5000 | H-VTI-NO--2400 | Venturi VAV Box | No Heat | Venturi Valve | 2400 | CFM | 20 | 2023-03-01 | 2 | C1.4 | TISSUE & ABLATION - LF2-2-120 |  | Venturi Valve | [5 empty] | 200 | 400 | 600 | 800 | 1000 | 1200 | 1500 | 2000 | 2400 | 3000
Terminal Unit VAV (no reheat) | LF2-EAV-211 | Sheetmetal | VAV Terminal |  | Titus | DESV | 08-0L-D24373-037 | 300 | CFM | 0 | 5000 | H-VTI-NO--400 | Venturi VAV Box | No Heat | Venturi Valve | 400 | CFM | 20 | 2023-03-01 | 2 | C1.2 | TISSUE & ABLATION - LF2-2-120 |  | Venturi Valve | [5 empty] | 200 | 400 | 600 | 800 | 1000 | 1200 | 1500 | 2000 | 2400 | 3000
Terminal Unit VAV (no reheat) | LF2-EAV-212 | Sheetmetal | VAV Terminal |  | Titus | DESV | 06-0R-D24373-038 | 150 | CFM | 0 | 5000 | H-VTI-NO--200 | Venturi VAV Box | No Heat | Venturi Valve | 200 | CFM | 20 | 2023-03-01 | 2 | C1.2 | TISSUE & ABLATION - LF2-2-120 |  | Venturi Valve | [5 empty] | 200 | 400 | 600 | 800 | 1000 | 1200 | 1500 | 2000 | 2400 | 3000
Terminal Unit VAV (no reheat) | LF2-EAV-213 | Sheetmetal | VAV Terminal |  | Titus | DESV | 06-0L-D24373-039 | 225 | CFM | 0 | 5000 | H-VTI-NO--200 | Venturi VAV Box | No Heat | Venturi Valve | 200 | CFM | 20 | 2023-03-01 | 2 | C1.4 | TISSUE & ABLATION - LF2-2-120 |  | Venturi Valve | [5 empty] | 200 | 400 | 600 | 800 | 1000 | 1200 | 1500 | 2000 | 2400 | 3000
Terminal Unit VAV (no reheat) | LF2-EAV-214 | Sheetmetal | VAV Terminal |  | Titus | DESV | 10-0L-D24373-027 | 710 | CFM | 0 | 5000 | H-VTI-NO--800 | Venturi VAV Box | No Heat | Venturi Valve | 800 | CFM | 20 | 2023-03-01 | 2 | C1.4 | RO/DI & CCA ROOM - LF2-2-137 |  | Venturi Valve | [5 empty] | 200 | 400 | 600 | 800 | 1000 | 1200 | 1500 | 2000 | 2400 | 3000
Terminal Unit VAV (no reheat) | LF2-EAV-215 | Sheetmetal | VAV Terminal |  | Titus | DESV | 12-0L-D24373-026 | 1480 | CFM | 0 | 5000 | H-VTI-NO--1500 | Venturi VAV Box | No Heat | Venturi Valve | 1500 | CFM | 20 | 2023-03-01 | 2 | C2.2 | STERILIZATION - LF2-2-138 |  | Venturi Valve | [5 empty] | 200 | 400 | 600 | 800 | 1000 | 1200 | 1500 | 2000 | 2400 | 3000
Terminal Unit VAV (no reheat) | LF2-EAV-216 | Sheetmetal | VAV Terminal |  | Titus | DESV | 14-0R-D24373-025 | 1560 | CFM | 0 | 5000 | H-VTI-NO--1500 | Venturi VAV Box | No Heat | Venturi Valve | 1500 | CFM | 20 | 2023-03-01 | 2 | C2.2 | METROLOGY - LF2-2-214 |  | Venturi Valve | [5 empty] | 200 | 400 | 600 | 800 | 1000 | 1200 | 1500 | 2000 | 2400 | 3000
Terminal Unit VAV (no reheat) | LF2-EAV-217 | Sheetmetal | VAV Terminal |  | Titus | DESV | 12-0L-D24373-024 | 1330 | CFM | 0 | 5000 | H-VTI-NO--1500 | Venturi VAV Box | No Heat | Venturi Valve | 1500 | CFM | 20 | 2023-03-01 | 2 | C2.2 | 3D PRINTERS - LF2-2-212 |  | Venturi Valve | [5 empty] | 200 | 400 | 600 | 800 | 1000 | 1200 | 1500 | 2000 | 2400 | 3000
Terminal Unit VAV (no reheat) | LF2-EAV-218 | Sheetmetal | VAV Terminal |  | Titus | DESV | 12-0R-D24373-023 | 1080 | CFM | 0 | 5000 | H-VTI-NO--1000 | Venturi VAV Box | No Heat | Venturi Valve | 1000 | CFM | 20 | 2023-03-01 | 2 | C2.2 | 3D PRINTERS - LF2-2-212 |  | Venturi Valve | [5 empty] | 200 | 400 | 600 | 800 | 1000 | 1200 | 1500 | 2000 | 2400 | 3000
Terminal Unit VAV (no reheat) | LF2-EAV-219 | Sheetmetal | VAV Terminal |  | Titus | DESV | 14-0R-D24373-022 | 2030 | CFM | 0 | 5000 | H-VTI-NO--2000 | Venturi VAV Box | No Heat | Venturi Valve | 2000 | CFM | 20 | 2023-03-01 | 2 | C2.4 | AME FUTURE LAB - LF2-2-211 |  | Venturi Valve | [5 empty] | 200 | 400 | 600 | 800 | 1000 | 1200 | 1500 | 2000 | 2400 | 3000
Terminal Unit VAV (no reheat) | LF2-EAV-220 | Sheetmetal | VAV Terminal |  | Titus | DESV | 10-0R-D24373-021 | 600 | CFM | 0 | 5000 | H-VTI-NO--600 | Venturi VAV Box | No Heat | Venturi Valve | 600 | CFM | 20 | 2023-03-01 | 2 | C2.3 | RTG ADVANCED DEVELOPMENT - LF2-2-216 |  | Venturi Valve | [5 empty] | 200 | 400 | 600 | 800 | 1000 | 1200 | 1500 | 2000 | 2400 | 3000
Terminal Unit VAV (no reheat) | LF2-EAV-221 | Sheetmetal | VAV Terminal |  | Titus | DESV | 12-0L-D24373-020 | 1020 | CFM | 0 | 5000 | H-VTI-NO--1000 | Venturi VAV Box | No Heat | Venturi Valve | 1000 | CFM | 20 | 2023-03-01 | 2 | C2.4 | SOFTWARE QA LAB - LF2-2-209 |  | Venturi Valve | [5 empty] | 200 | 400 | 600 | 800 | 1000 | 1200 | 1500 | 2000 | 2400 | 3000
Terminal Unit VAV (no reheat) | LF2-EAV-222 | Sheetmetal | VAV Terminal |  | Titus | DESV | 10-0L-D24373-019 | 620 | CFM | 0 | 5000 | H-VTI-NO--600 | Venturi VAV Box | No Heat | Venturi Valve | 600 | CFM | 20 | 2023-03-01 | 2 | C2.4 | LOCKABLE FILE CABINETS - LF2-2-206 |  | Venturi Valve | [5 empty] | 200 | 400 | 600 | 800 | 1000 | 1200 | 1500 | 2000 | 2400 | 3000
Terminal Unit VAV (no reheat) | LF2-EAV-223 | Sheetmetal | VAV Terminal |  | Titus | DESV | 06-0R-D24373-018 | 225 | CFM | 0 | 5000 | H-VTI-NO--200 | Venturi VAV Box | No Heat | Venturi Valve | 200 | CFM | 20 | 2023-03-01 | 2 | C2.4 | HISTOLOGY LAB - LF2-2-205 |  | Venturi Valve | [5 empty] | 200 | 400 | 600 | 800 | 1000 | 1200 | 1500 | 2000 | 2400 | 3000
Terminal Unit VAV (no reheat) | LF2-EAV-224 | Sheetmetal | VAV Terminal |  | Titus | DESV | 07-0R-D24373-017 | 420 | CFM | 0 | 5000 | H-VTI-NO--400 | Venturi VAV Box | No Heat | Venturi Valve | 400 | CFM | 20 | 2023-03-01 | 2 | D - SOUTH CONNECTOR | HEMOLYSIS - LF2-2-312 |  | Venturi Valve | [5 empty] | 200 | 400 | 600 | 800 | 1000 | 1200 | 1500 | 2000 | 2400 | 3000
Terminal Unit VAV (no reheat) | LF2-EAV-225 | Sheetmetal | VAV Terminal |  | Titus | DESV | 10-0R-D24373-016 | 720 | CFM | 0 | 5000 | H-VTI-NO--800 | Venturi VAV Box | No Heat | Venturi Valve | 800 | CFM | 20 | 2023-03-01 | 2 | D - SOUTH CONNECTOR | DISINFECTION - LF2-2-311 |  | Venturi Valve | [5 empty] | 200 | 400 | 600 | 800 | 1000 | 1200 | 1500 | 2000 | 2400 | 3000
Terminal Unit VAV (no reheat) | LF2-EAV-226 | Sheetmetal | VAV Terminal |  | Titus | DESV | 08-0R-D24373-015 | 460 | CFM | 0 | 5000 | H-VTI-NO--400 | Venturi VAV Box | No Heat | Venturi Valve | 400 | CFM | 20 | 2023-03-01 | 2 | D - SOUTH CONNECTOR | CYTOTOX - LF2-2-309 |  | Venturi Valve | [5 empty] | 200 | 400 | 600 | 800 | 1000 | 1200 | 1500 | 2000 | 2400 | 3000
Terminal Unit VAV (no reheat) | LF2-EAV-227 | Sheetmetal | VAV Terminal |  | Titus | DESV | 08-0L-D24373-014 | 390 | CFM | 0 | 5000 | H-VTI-NO--400 | Venturi VAV Box | No Heat | Venturi Valve | 400 | CFM | 20 | 2023-03-01 | 2 | D - SOUTH CONNECTOR | LASER LAB - LF2-2-315 |  | Venturi Valve | [5 empty] | 200 | 400 | 600 | 800 | 1000 | 1200 | 1500 | 2000 | 2400 | 3000
Terminal Unit VAV (no reheat) | LF2-EAV-228 | Sheetmetal | VAV Terminal |  | Titus | DESV | 12-0L-D24373-013 | 1310 | CFM | 0 | 5000 | H-VTI-NO--1200 | Venturi VAV Box | No Heat | Venturi Valve | 1200 | CFM | 20 | 2023-03-01 | 2 | D - SOUTH CONNECTOR | MATERIALS LAB - LF2-2-314 |  | Venturi Valve | [5 empty] | 200 | 400 | 600 | 800 | 1000 | 1200 | 1500 | 2000 | 2400 | 3000
Terminal Unit VAV (no reheat) | LF2-EAV-229 | Sheetmetal | VAV Terminal |  | Titus | DESV | 06-0R-D24373-012 | 130 | CFM | 0 | 5000 | H-VTI-NO--200 | Venturi VAV Box | No Heat | Venturi Valve | 200 | CFM | 20 | 2023-03-01 | 2 | C2.2 | HALLWAY - LF2-2-100 |  | Venturi Valve | [5 empty] | 200 | 400 | 600 | 800 | 1000 | 1200 | 1500 | 2000 | 2400 | 3000
Terminal Unit VAV (no reheat) | LF2-EAV-230 | Sheetmetal | VAV Terminal |  | Titus | DESV | 12-0R-D24373-011 | 1250 | CFM | 0 | 5000 | H-VTI-NO--1200 | Venturi VAV Box | No Heat | Venturi Valve | 1200 | CFM | 20 | 2023-03-01 | 2 | B - NORTH CONNECTOR | MEN CHANGING ROOM - LF2-2-411 |  | Venturi Valve | [5 empty] | 200 | 400 | 600 | 800 | 1000 | 1200 | 1500 | 2000 | 2400 | 3000
Terminal Unit VAV (no reheat) | LF2-EAV-231 | Sheetmetal | VAV Terminal |  | Titus | DESV | 08-0L-D24373-010 | 410 | CFM | 0 | 5000 | H-VTI-NO--400 | Venturi VAV Box | No Heat | Venturi Valve | 400 | CFM | 20 | 2023-03-01 | 2 | B - NORTH CONNECTOR | LOUNGE - LF2-2-400 |  | Venturi Valve | [5 empty] | 200 | 400 | 600 | 800 | 1000 | 1200 | 1500 | 2000 | 2400 | 3000
Terminal Unit VAV (no reheat) | LF2-EAV-232 | Sheetmetal | VAV Terminal |  | Titus | DESV | 06-0L-D24373-009 | 210 | CFM | 0 | 5000 | H-VTI-NO--200 | Venturi VAV Box | No Heat | Venturi Valve | 200 | CFM | 20 | 2023-03-01 | 2 | B - NORTH CONNECTOR | LOUNGE - LF2-2-400 |  | Venturi Valve | [5 empty] | 200 | 400 | 600 | 800 | 1000 | 1200 | 1500 | 2000 | 2400 | 3000
Terminal Unit VAV (no reheat) | LF2-EAV-233 | Sheetmetal | VAV Terminal |  | Titus | DESV | 14-0R-D24373-008 | 1560 | CFM | 0 | 5000 | H-VTI-NO--1500 | Venturi VAV Box | No Heat | Venturi Valve | 1500 | CFM | 20 | 2023-03-01 | 2 | B - NORTH CONNECTOR | PROCEDURE ROOM - LF2-2-413 |  | Venturi Valve | [5 empty] | 200 | 400 | 600 | 800 | 1000 | 1200 | 1500 | 2000 | 2400 | 3000
Terminal Unit VAV (no reheat) | LF2-EAV-234 | Sheetmetal | VAV Terminal |  | Titus | DESV | 14-0R-D24373-007 | 1560 | CFM | 0 | 5000 | H-VTI-NO--1500 | Venturi VAV Box | No Heat | Venturi Valve | 1500 | CFM | 20 | 2023-03-01 | 2 | B - NORTH CONNECTOR | PROCEDURE ROOM - LF2-2-413 |  | Venturi Valve | [5 empty] | 200 | 400 | 600 | 800 | 1000 | 1200 | 1500 | 2000 | 2400 | 3000
Terminal Unit VAV (no reheat) | LF2-EAV-235 | Sheetmetal | VAV Terminal |  | Titus | DESV | 14-0L-D24373-006 | 1560 | CFM | 0 | 5000 | H-VTI-NO--1500 | Venturi VAV Box | No Heat | Venturi Valve | 1500 | CFM | 20 | 2023-03-01 | 2 | B - NORTH CONNECTOR | PROCEDURE ROOM - LF2-2-413 |  | Venturi Valve | [5 empty] | 200 | 400 | 600 | 800 | 1000 | 1200 | 1500 | 2000 | 2400 | 3000
Terminal Unit VAV (no reheat) | LF2-EAV-236 | Sheetmetal | VAV Terminal |  | Titus | DESV | 10-0L-D24373-005 | 550 | CFM | 0 | 5000 | H-VTI-NO--600 | Venturi VAV Box | No Heat | Venturi Valve | 600 | CFM | 20 | 2023-03-01 | 2 | B - NORTH CONNECTOR | WASHROOM LF2-2-223 |  | Venturi Valve | [5 empty] | 200 | 400 | 600 | 800 | 1000 | 1200 | 1500 | 2000 | 2400 | 3000
Terminal Unit VAV (no reheat) | LF2-EAV-237 | Sheetmetal | VAV Terminal |  | Titus | DESV | 16-0R-D24373-004 | 2150 | CFM | 0 | 5000 | H-VTI-NO--2000 | Venturi VAV Box | No Heat | Venturi Valve | 2000 | CFM | 20 | 2023-03-01 | 2 | B - NORTH CONNECTOR | WASHROOM LF2-2-223 |  | Venturi Valve | [5 empty] | 200 | 400 | 600 | 800 | 1000 | 1200 | 1500 | 2000 | 2400 | 3000
Terminal Unit VAV (no reheat) | LF2-EAV-238 | Sheetmetal | VAV Terminal |  | Titus | DESV | 12-0L-D24373-003 | 1450 | CFM | 0 | 5000 | H-VTI-NO--1500 | Venturi VAV Box | No Heat | Venturi Valve | 1500 | CFM | 20 | 2023-03-01 | 2 | B - NORTH CONNECTOR | MEN CHANGING ROOM - LF2-2-411 |  | Venturi Valve | [5 empty] | 200 | 400 | 600 | 800 | 1000 | 1200 | 1500 | 2000 | 2400 | 3000
Terminal Unit VAV (no reheat) | LF2-EAV-239 | Sheetmetal | VAV Terminal |  | Titus | DESV | 10-0L-D24460-039 | 430 | CFM | 0 | 5000 | H-VTI-NO--400 | Venturi VAV Box | No Heat | Venturi Valve | 400 | CFM | 20 | 2023-03-01 | 2 | B - NORTH CONNECTOR | LOUNGE - LF2-2-400 |  | Venturi Valve | [5 empty] | 200 | 400 | 600 | 800 | 1000 | 1200 | 1500 | 2000 | 2400 | 3000
Terminal Unit VAV | LF1-VAV-101 | Sheetmetal | VAV Terminal | Air Purification Co. | Titus | DESV | 12-0L-D50080-001 | 960 | CFM | 0 | 5000 | H-VAV-NO--1000 | VAV Box | No Heat | All | 1000 | CFM | 20 | 2023-03-01 | 1 | A1 | MAIL SERVICES - LF1-1-131 |  | All | [5 empty] | 200 | 400 | 600 | 800 | 1000 | 1200 | 1500 | 2000 | 2400 | 3000 | 3600 | 4800 | 6000 | 7200
Terminal Unit VAV | LF1-VAV-102 | Sheetmetal | VAV Terminal | Air Purification Co. | Titus | DESV | 12-0R-D50080-019 | 1050 | CFM | 0 | 5000 | H-VAV-NO--1000 | VAV Box | No Heat | All | 1000 | CFM | 20 | 2023-03-01 | 1 | A1 | TECH SERVIES EQUIPMENT ROOM - LF1-1-134 |  | All | [5 empty] | 200 | 400 | 600 | 800 | 1000 | 1200 | 1500 | 2000 | 2400 | 3000 | 3600 | 4800 | 6000 | 7200
Terminal Unit VAV | LF1-VAV-103 | Sheetmetal | VAV Terminal | Air Purification Co. | Titus | DESV | 08-0L-D50080-018 | 400 | CFM | 0 | 5000 | H-VAV-NO--400 | VAV Box | No Heat | All | 400 | CFM | 20 | 2023-03-01 | 1 | A1 | EQUIP ROOM - LF1-1-35 |  | All | [5 empty] | 200 | 400 | 600 | 800 | 1000 | 1200 | 1500 | 2000 | 2400 | 3000 | 3600 | 4800 | 6000 | 7200
Terminal Unit VAV | LF1-VAV-104 | Sheetmetal | VAV Terminal | Air Purification Co. | Titus | DESV | 08-0L-D50080-017 | 300 | CFM | 0 | 5000 | H-VAV-NO--400 | VAV Box | No Heat | All | 400 | CFM | 20 | 2023-03-01 | 1 | A1 | WORK/BENCH - LF1-1-152 |  | All | [5 empty] | 200 | 400 | 600 | 800 | 1000 | 1200 | 1500 | 2000 | 2400 | 3000 | 3600 | 4800 | 6000 | 7200
Terminal Unit VAV | LF1-VAV-105 | Sheetmetal | VAV Terminal | Air Purification Co. | Titus | DESV | 08-0L-D50080-016 | 450 | CFM | 0 | 5000 | H-VAV-NO--400 | VAV Box | No Heat | All | 400 | CFM | 20 | 2023-03-01 | 1 | A1 | HALLWAY - LF1-1-200 |  | All | [5 empty] | 200 | 400 | 600 | 800 | 1000 | 1200 | 1500 | 2000 | 2400 | 3000 | 3600 | 4800 | 6000 | 7200
Terminal Unit VAV | LF1-VAV-106 | Sheetmetal | VAV Terminal | Air Purification Co. | Titus | DESV | 10-0R-D50080-015 | 700 | CFM | 0 | 5000 | H-VAV-NO--800 | VAV Box | No Heat | All | 800 | CFM | 20 | 2023-03-01 | 1 | A2 | FOODWORKS - LF1-1-203 |  | All | [5 empty] | 200 | 400 | 600 | 800 | 1000 | 1200 | 1500 | 2000 | 2400 | 3000 | 3600 | 4800 | 6000 | 7200
Terminal Unit VAV | LF1-VAV-107 | Sheetmetal | VAV Terminal | Air Purification Co. | Titus | DESV | 14-0L-D50080-014 | 1700 | CFM | 0 | 5000 | H-VAV-NO--1500 | VAV Box | No Heat | All | 1500 | CFM | 20 | 2023-03-01 | 1 | A2 | FOODWORKS - LF1-1-203 |  | All | [5 empty] | 200 | 400 | 600 | 800 | 1000 | 1200 | 1500 | 2000 | 2400 | 3000 | 3600 | 4800 | 6000 | 7200
Terminal Unit VAV | LF1-VAV-108 | Sheetmetal | VAV Terminal | Air Purification Co. | Titus | DESV | 12-0L-D50080-013 | 1350 | CFM | 0 | 5000 | H-VAV-NO--1500 | VAV Box | No Heat | All | 1500 | CFM | 20 | 2023-03-01 | 1 | A2 | MARKET - A-1210 |  | All | [5 empty] | 200 | 400 | 600 | 800 | 1000 | 1200 | 1500 | 2000 | 2400 | 3000 | 3600 | 4800 | 6000 | 7200
Terminal Unit VAV | LF1-VAV-109 | Sheetmetal | VAV Terminal | Air Purification Co. | Titus | DESV | 08-0R-D50080-012 | 380 | CFM | 0 | 5000 | H-VAV-NO--400 | VAV Box | No Heat | All | 400 | CFM | 20 | 2023-03-01 | 1 | A2 | OFFICE - LF1-1-251 |  | All | [5 empty] | 200 | 400 | 600 | 800 | 1000 | 1200 | 1500 | 2000 | 2400 | 3000 | 3600 | 4800 | 6000 | 7200
Terminal Unit VAV | LF1-VAV-110 | Sheetmetal | VAV Terminal | Air Purification Co. | Titus | DESV | 14-0R-D50080-011 | 1500 | CFM | 0 | 5000 | H-VAV-NO--1500 | VAV Box | No Heat | All | 1500 | CFM | 20 | 2023-03-01 | 1 | A2 | KITCHEN - LF1-1-211 |  | All | [5 empty] | 200 | 400 | 600 | 800 | 1000 | 1200 | 1500 | 2000 | 2400 | 3000 | 3600 | 4800 | 6000 | 7200
Terminal Unit VAV | LF1-VAV-111 | Sheetmetal | VAV Terminal | Air Purification Co. | Titus | DESV | 10-0L-D50080-010 | 600 | CFM | 0 | 5000 | H-VAV-NO--600 | VAV Box | No Heat | All | 600 | CFM | 20 | 2023-03-01 | 1 | A2 | WAREWASHING - LF1-1-213 |  | All | [5 empty] | 200 | 400 | 600 | 800 | 1000 | 1200 | 1500 | 2000 | 2400 | 3000 | 3600 | 4800 | 6000 | 7200
Terminal Unit VAV | LF1-VAV-112 | Sheetmetal | VAV Terminal | Air Purification Co. | Titus | DESV | 10-0R-D50080-009 | 505 | CFM | 0 | 5000 | H-VAV-NO--600 | VAV Box | No Heat | All | 600 | CFM | 20 | 2023-03-01 | 1 | A2 | STORAGE - LF1-1-257 |  | All | [5 empty] | 200 | 400 | 600 | 800 | 1000 | 1200 | 1500 | 2000 | 2400 | 3000 | 3600 | 4800 | 6000 | 7200
Terminal Unit VAV | LF1-VAV-113 | Sheetmetal | VAV Terminal | Air Purification Co. | Titus | DESV | 08-0R-D50080-008 | 400 | CFM | 0 | 5000 | H-VAV-NO--400 | VAV Box | No Heat | All | 400 | CFM | 20 | 2023-03-01 | 1 | A2 | COMPRESSORS - LF1-1-111 |  | All | [5 empty] | 200 | 400 | 600 | 800 | 1000 | 1200 | 1500 | 2000 | 2400 | 3000 | 3600 | 4800 | 6000 | 7200
Terminal Unit VAV | LF1-VAV-114 | Sheetmetal | VAV Terminal | Air Purification Co. | Titus | DESV | 10-0R-D50080-007 | 600 | CFM | 0 | 5000 | H-VAV-NO--600 | VAV Box | No Heat | All | 600 | CFM | 20 | 2023-03-01 | 1 | A1 | EQUIP ROOM - LF1-1-35 |  | All | [5 empty] | 200 | 400 | 600 | 800 | 1000 | 1200 | 1500 | 2000 | 2400 | 3000 | 3600 | 4800 | 6000 | 7200
Terminal Unit VAV | LF1-VAV-115 | Sheetmetal | VAV Terminal | Air Purification Co. | Titus | DESV | 08-0L-D50080-006 | 200 | CFM | 0 | 5000 | H-VAV-NO--200 | VAV Box | No Heat | All | 200 | CFM | 20 | 2023-03-01 | 1 | A1 | STORAGE - LF1-1-121 |  | All | [5 empty] | 200 | 400 | 600 | 800 | 1000 | 1200 | 1500 | 2000 | 2400 | 3000 | 3600 | 4800 | 6000 | 7200
Terminal Unit VAV | LF1-VAV-116 | Sheetmetal | VAV Terminal | Air Purification Co. | Titus | DESV | 08-0R-D50080-005 | 500 | CFM | 0 | 5000 | H-VAV-NO--600 | VAV Box | No Heat | All | 600 | CFM | 20 | 2023-03-01 | 1 | A1 | STORAGE - LF1-1-121 |  | All | [5 empty] | 200 | 400 | 600 | 800 | 1000 | 1200 | 1500 | 2000 | 2400 | 3000 | 3600 | 4800 | 6000 | 7200
Terminal Unit VAV | LF1-VAV-117 | Sheetmetal | VAV Terminal | Air Purification Co. | Titus | DESV | 08-0L-D50080-004 | 450 | CFM | 0 | 5000 | H-VAV-NO--400 | VAV Box | No Heat | All | 400 | CFM | 20 | 2023-03-01 | 1 | A1 | JANITORIAL STORAGE - LF1-1-124 |  | All | [5 empty] | 200 | 400 | 600 | 800 | 1000 | 1200 | 1500 | 2000 | 2400 | 3000 | 3600 | 4800 | 6000 | 7200
Terminal Unit VAV | LF1-VAV-118 | Sheetmetal | VAV Terminal | Air Purification Co. | Titus | DESV | 10-0L-D50080-003 | 1000 | CFM | 0 | 5000 | H-VAV-NO--1000 | VAV Box | No Heat | All | 1000 | CFM | 20 | 2023-03-01 | 1 | A2 | MARKET - A-1210 |  | All | [5 empty] | 200 | 400 | 600 | 800 | 1000 | 1200 | 1500 | 2000 | 2400 | 3000 | 3600 | 4800 | 6000 | 7200
Terminal Unit VAV | LF1-VAV-119 | Sheetmetal | VAV Terminal | Air Purification Co. | Titus | DESV | 10-0R-D50080-002 | 750 | CFM | 0 | 5000 | H-VAV-NO--800 | VAV Box | No Heat | All | 800 | CFM | 20 | 2023-03-01 | 1 | A2 | MARKET - A-1210 |  | All | [5 empty] | 200 | 400 | 600 | 800 | 1000 | 1200 | 1500 | 2000 | 2400 | 3000 | 3600 | 4800 | 6000 | 7200
Terminal Unit VAV | LF1-VAV-201 | Sheetmetal | VAV Terminal | Air Purification Co. | Titus | DESV | 12-0R-D60040-001 | 1080 | CFM | 0 | 5000 | H-VAV-NO--1000 | VAV Box | No Heat | All | 1000 | CFM | 20 | 2023-03-01 | 2 | A1 | OPEN OFFICE - LF1-2-120 |  | All | [5 empty] | 200 | 400 | 600 | 800 | 1000 | 1200 | 1500 | 2000 | 2400 | 3000 | 3600 | 4800 | 6000 | 7200
Terminal Unit VAV | LF1-VAV-202 | Sheetmetal | VAV Terminal | Air Purification Co. | Titus | DESV | 10-0R-D60040-002 | 600 | CFM | 0 | 5000 | H-VAV-NO--600 | VAV Box | No Heat | All | 600 | CFM | 20 | 2023-03-01 | 2 | A1 | OFFICE- LF1-2-123 |  | All | [5 empty] | 200 | 400 | 600 | 800 | 1000 | 1200 | 1500 | 2000 | 2400 | 3000 | 3600 | 4800 | 6000 | 7200
Terminal Unit VAV | LF1-VAV-203 | Sheetmetal | VAV Terminal | Air Purification Co. | Titus | DESV | 08-0R-D60040-003 | 405 | CFM | 0 | 5000 | H-VAV-NO--400 | VAV Box | No Heat | All | 400 | CFM | 20 | 2023-03-01 | 2 | A1 | OPEN OFFICE- LF1-2-160 |  | All | [5 empty] | 200 | 400 | 600 | 800 | 1000 | 1200 | 1500 | 2000 | 2400 | 3000 | 3600 | 4800 | 6000 | 7200
Terminal Unit VAV | LF1-VAV-204 | Sheetmetal | VAV Terminal | Air Purification Co. | Titus | DESV | 10-0R-D60040-004 | 800 | CFM | 0 | 5000 | H-VAV-NO--800 | VAV Box | No Heat | All | 800 | CFM | 20 | 2023-03-01 | 2 | A1 | OPEN OFFICE- LF1-2-160 |  | All | [5 empty] | 200 | 400 | 600 | 800 | 1000 | 1200 | 1500 | 2000 | 2400 | 3000 | 3600 | 4800 | 6000 | 7200
Terminal Unit VAV | LF1-VAV-205 | Sheetmetal | VAV Terminal | Air Purification Co. | Titus | DESV |  | 1010 | CFM | 6.7 | 5000 | H-VAV-ELE--1000 | VAV Box | Electric | All | 1000 | CFM | 20 | 2023-03-01 | 2 | A1 | CONF- LF1-2-172 |  | All | [5 empty] | 200 | 400 | 600 | 800 | 1000 | 1200 | 1500 | 2000 | 2400 | 3000 | 3600 | 4800 | 6000 | 7200
Terminal Unit VAV | LF1-VAV-206 | Sheetmetal | VAV Terminal | Air Purification Co. | Titus | DESV | 08-0R-D60041-002 | 370 | CFM | 2.68 | 5000 | H-VAV-ELE--400 | VAV Box | Electric | All | 400 | CFM | 20 | 2023-03-01 | 2 | A1 | OPEN OFFICE- LF1-2-157 |  | All | [5 empty] | 200 | 400 | 600 | 800 | 1000 | 1200 | 1500 | 2000 | 2400 | 3000 | 3600 | 4800 | 6000 | 7200
Terminal Unit VAV | LF1-VAV-207 | Sheetmetal | VAV Terminal | Air Purification Co. | Titus | DESV | 08-0L-D60040-005 | 455 | CFM | 0 | 5000 | H-VAV-NO--400 | VAV Box | No Heat | All | 400 | CFM | 20 | 2023-03-01 | 2 | A1 | OPEN OFFICE- LF1-2-157 |  | All | [5 empty] | 200 | 400 | 600 | 800 | 1000 | 1200 | 1500 | 2000 | 2400 | 3000 | 3600 | 4800 | 6000 | 7200
Terminal Unit VAV | LF1-VAV-208 | Sheetmetal | VAV Terminal | Air Purification Co. | Titus | DESV | 10-0L-D60040-006 | 750 | CFM | 0 | 5000 | H-VAV-NO--800 | VAV Box | No Heat | All | 800 | CFM | 20 | 2023-03-01 | 2 | A2 | OFFICE- LF1-2-223 |  | All | [5 empty] | 200 | 400 | 600 | 800 | 1000 | 1200 | 1500 | 2000 | 2400 | 3000 | 3600 | 4800 | 6000 | 7200
Terminal Unit VAV | LF1-VAV-209 | Sheetmetal | VAV Terminal | Air Purification Co. | Titus | DESV | 10-0L-D60040-007 | 845 | CFM | 0 | 5000 | H-VAV-NO--800 | VAV Box | No Heat | All | 800 | CFM | 20 | 2023-03-01 | 2 | A2 | OFFICE- LF1-2-224 |  | All | [5 empty] | 200 | 400 | 600 | 800 | 1000 | 1200 | 1500 | 2000 | 2400 | 3000 | 3600 | 4800 | 6000 | 7200
Terminal Unit VAV | LF1-VAV-210 | Sheetmetal | VAV Terminal | Air Purification Co. | Titus | DESV |  | 270 | CFM | 2.68 | 5000 | H-VAV-ELE--200 | VAV Box | Electric | All | 200 | CFM | 20 | 2023-03-01 | 2 | A2 | CONF- LF1-2-228 |  | All | [5 empty] | 200 | 400 | 600 | 800 | 1000 | 1200 | 1500 | 2000 | 2400 | 3000 | 3600 | 4800 | 6000 | 7200
Terminal Unit VAV | LF1-VAV-211 | Sheetmetal | VAV Terminal | Air Purification Co. | Titus | DESV |  | 1040 | CFM | 0 | 5000 | H-VAV-NO--1000 | VAV Box | No Heat | All | 1000 | CFM | 20 | 2023-03-01 | 2 | A2 | OPEN OFFICE- LF1-2-220 |  | All | [5 empty] | 200 | 400 | 600 | 800 | 1000 | 1200 | 1500 | 2000 | 2400 | 3000 | 3600 | 4800 | 6000 | 7200
Terminal Unit VAV | LF1-VAV-212 | Sheetmetal | VAV Terminal | Air Purification Co. | Titus | DESV | 08-0L-D60040-009 | 405 | CFM | 0 | 5000 | H-VAV-NO--400 | VAV Box | No Heat | All | 400 | CFM | 20 | 2023-03-01 | 2 | A2 | CONF- LF1-2-214 |  | All | [5 empty] | 200 | 400 | 600 | 800 | 1000 | 1200 | 1500 | 2000 | 2400 | 3000 | 3600 | 4800 | 6000 | 7200
Terminal Unit VAV | LF1-VAV-213 | Sheetmetal | VAV Terminal | Air Purification Co. | Titus | DESV |  | 370 | CFM | 2.68 | 5000 | H-VAV-ELE--400 | VAV Box | Electric | All | 400 | CFM | 20 | 2023-03-01 | 2 | A2 | CONF- LF1-2-213 |  | All | [5 empty] | 200 | 400 | 600 | 800 | 1000 | 1200 | 1500 | 2000 | 2400 | 3000 | 3600 | 4800 | 6000 | 7200
Terminal Unit VAV | LF1-VAV-214 | Sheetmetal | VAV Terminal | Air Purification Co. | Titus | DESV | 08-0L-D60041-005 | 370 | CFM | 2.68 | 5000 | H-VAV-ELE--400 | VAV Box | Electric | All | 400 | CFM | 20 | 2023-03-01 | 2 | A2 | CONF- LF1-2-252 |  | All | [5 empty] | 200 | 400 | 600 | 800 | 1000 | 1200 | 1500 | 2000 | 2400 | 3000 | 3600 | 4800 | 6000 | 7200
Terminal Unit VAV | LF1-VAV-215 | Sheetmetal | VAV Terminal | Air Purification Co. | Titus | DESV | 08-0R-D60040-010 | 400 | CFM | 0 | 5000 | H-VAV-NO--400 | VAV Box | No Heat | All | 400 | CFM | 20 | 2023-03-01 | 2 | A2 | OPEN OFFICE- LF1-2-270 |  | All | [5 empty] | 200 | 400 | 600 | 800 | 1000 | 1200 | 1500 | 2000 | 2400 | 3000 | 3600 | 4800 | 6000 | 7200
Terminal Unit VAV | LF1-VAV-216 | Sheetmetal | VAV Terminal | Air Purification Co. | Titus | DESV | 10-0L-D60040-011 | 845 | CFM | 0 | 5000 | H-VAV-NO--800 | VAV Box | No Heat | All | 800 | CFM | 20 | 2023-03-01 | 2 | A2 | OFFICE- LF1-2-274 |  | All | [5 empty] | 200 | 400 | 600 | 800 | 1000 | 1200 | 1500 | 2000 | 2400 | 3000 | 3600 | 4800 | 6000 | 7200
Terminal Unit VAV | LF1-VAV-217 | Sheetmetal | VAV Terminal | Air Purification Co. | Titus | DESV | 10-0L-D60040-012 | 595 | CFM | 0 | 5000 | H-VAV-NO--600 | VAV Box | No Heat | All | 600 | CFM | 20 | 2023-03-01 | 2 | A2 | OFFICE- LF1-2-278 |  | All | [5 empty] | 200 | 400 | 600 | 800 | 1000 | 1200 | 1500 | 2000 | 2400 | 3000 | 3600 | 4800 | 6000 | 7200
Terminal Unit VAV | LF1-VAV-218 | Sheetmetal | VAV Terminal | Air Purification Co. | Titus | DESV | 08-0R-D60041-006 | 265 | CFM | 2.68 | 5000 | H-VAV-ELE--200 | VAV Box | Electric | All | 200 | CFM | 20 | 2023-03-01 | 2 | A2 | CONF- LF1-2-279 |  | All | [5 empty] | 200 | 400 | 600 | 800 | 1000 | 1200 | 1500 | 2000 | 2400 | 3000 | 3600 | 4800 | 6000 | 7200
Terminal Unit VAV | LF1-VAV-219 | Sheetmetal | VAV Terminal | Air Purification Co. | Titus | DESV | 10-0R-D60041-007 | 755 | CFM | 2.68 | 5000 | H-VAV-ELE--800 | VAV Box | Electric | All | 800 | CFM | 20 | 2023-03-01 | 2 | A1 | CONF - LF1-2-280 |  | All | [5 empty] | 200 | 400 | 600 | 800 | 1000 | 1200 | 1500 | 2000 | 2400 | 3000 | 3600 | 4800 | 6000 | 7200
Terminal Unit VAV | LF1-VAV-220 | Sheetmetal | VAV Terminal | Air Purification Co. | Titus | DESV | 10-0L-D60041-008 | 680 | CFM | 5.36 | 5000 | H-VAV-ELE--600 | VAV Box | Electric | All | 600 | CFM | 20 | 2023-03-01 | 2 | A2 | CONF- LF1-2-212 |  | All | [5 empty] | 200 | 400 | 600 | 800 | 1000 | 1200 | 1500 | 2000 | 2400 | 3000 | 3600 | 4800 | 6000 | 7200
Terminal Unit VAV | LF1-VAV-221 | Sheetmetal | VAV Terminal | Air Purification Co. | Titus | DESV | 08-0L-D60040-013 | 435 | CFM | 0 | 5000 | H-VAV-NO--400 | VAV Box | No Heat | All | 400 | CFM | 20 | 2023-03-01 | 2 | A2 | CONF- LF1-2-212 |  | All | [5 empty] | 200 | 400 | 600 | 800 | 1000 | 1200 | 1500 | 2000 | 2400 | 3000 | 3600 | 4800 | 6000 | 7200
Terminal Unit VAV | LF1-VAV-222 | Sheetmetal | VAV Terminal | Air Purification Co. | Titus | DESV | 08-0R-D60041-009 | 535 | CFM | 2.68 | 5000 | H-VAV-ELE--600 | VAV Box | Electric | All | 600 | CFM | 20 | 2023-03-01 | 2 | A1 | CONF- LF1-2-103 |  | All | [5 empty] | 200 | 400 | 600 | 800 | 1000 | 1200 | 1500 | 2000 | 2400 | 3000 | 3600 | 4800 | 6000 | 7200
Terminal Unit VAV | LF1-VAV-223 | Sheetmetal | VAV Terminal | Air Purification Co. | Titus | DESV |  | 260 | CFM | 0 | 5000 | H-VAV-NO--200 | VAV Box | No Heat | All | 200 | CFM | 20 | 2023-03-01 | 2 | A2 | OPEN OFFICE- LF1-2-270 |  | All | [5 empty] | 200 | 400 | 600 | 800 | 1000 | 1200 | 1500 | 2000 | 2400 | 3000 | 3600 | 4800 | 6000 | 7200
Terminal Unit VAV | LF1-VAV-301 | Sheetmetal | VAV Terminal | Air Purification Co. | Titus | DESV | 12-0R-D53980-001 | 1080 | CFM | 0 | 5000 | H-VAV-NO--1000 | VAV Box | No Heat | All | 1000 | CFM | 20 | 2023-03-01 | 3 | A1 | OPEN OFFICE - LF1-3-120 |  | All | [5 empty] | 200 | 400 | 600 | 800 | 1000 | 1200 | 1500 | 2000 | 2400 | 3000 | 3600 | 4800 | 6000 | 7200
Terminal Unit VAV | LF1-VAV-302 | Sheetmetal | VAV Terminal | Air Purification Co. | Titus | DESV | 10-0R-D53980-003 | 600 | CFM | 0 | 5000 | H-VAV-NO--600 | VAV Box | No Heat | All | 600 | CFM | 20 | 2023-03-01 | 3 | A1 | OFFICE - LF1-3-123 |  | All | [5 empty] | 200 | 400 | 600 | 800 | 1000 | 1200 | 1500 | 2000 | 2400 | 3000 | 3600 | 4800 | 6000 | 7200
Terminal Unit VAV | LF1-VAV-303 | Sheetmetal | VAV Terminal | Air Purification Co. | Titus | DESV |  | 405 | CFM | 2.68 | 5000 | H-VAV-ELE--400 | VAV Box | Electric | All | 400 | CFM | 20 | 2023-03-01 | 3 | A1 | OPEN OFFICE - LF1-3-160 |  | All | [5 empty] | 200 | 400 | 600 | 800 | 1000 | 1200 | 1500 | 2000 | 2400 | 3000 | 3600 | 4800 | 6000 | 7200
Terminal Unit VAV | LF1-VAV-304 | Sheetmetal | VAV Terminal | Air Purification Co. | Titus | DESV | 10-0R-D53980-004 | 800 | CFM | 0 | 5000 | H-VAV-NO--800 | VAV Box | No Heat | All | 800 | CFM | 20 | 2023-03-01 | 3 | A1 | OPEN OFFICE - LF1-3-160 |  | All | [5 empty] | 200 | 400 | 600 | 800 | 1000 | 1200 | 1500 | 2000 | 2400 | 3000 | 3600 | 4800 | 6000 | 7200
Terminal Unit VAV | LF1-VAV-305 | Sheetmetal | VAV Terminal | Air Purification Co. | Titus | DESV |  | 1010 | CFM | 4.02 | 5000 | H-VAV-ELE--1000 | VAV Box | Electric | All | 1000 | CFM | 20 | 2023-03-01 | 3 | A1 | CONF - LF1-3-172 |  | All | [5 empty] | 200 | 400 | 600 | 800 | 1000 | 1200 | 1500 | 2000 | 2400 | 3000 | 3600 | 4800 | 6000 | 7200
Terminal Unit VAV | LF1-VAV-306 | Sheetmetal | VAV Terminal | Air Purification Co. | Titus | DESV | 08-0R-D53996-004 | 370 | CFM | 2.68 | 5000 | H-VAV-ELE--400 | VAV Box | Electric | All | 400 | CFM | 20 | 2023-03-01 | 3 | A1 | OPEN OFFICE - LF1-3-157 |  | All | [5 empty] | 200 | 400 | 600 | 800 | 1000 | 1200 | 1500 | 2000 | 2400 | 3000 | 3600 | 4800 | 6000 | 7200
Terminal Unit VAV | LF1-VAV-307 | Sheetmetal | VAV Terminal | Air Purification Co. | Titus | DESV | 08-0L-D53980-005 | 455 | CFM | 0 | 5000 | H-VAV-NO--400 | VAV Box | No Heat | All | 400 | CFM | 20 | 2023-03-01 | 3 | A1 | OPEN OFFICE - LF1-3-157 |  | All | [5 empty] | 200 | 400 | 600 | 800 | 1000 | 1200 | 1500 | 2000 | 2400 | 3000 | 3600 | 4800 | 6000 | 7200
Terminal Unit VAV | LF1-VAV-308 | Sheetmetal | VAV Terminal | Air Purification Co. | Titus | DESV |  | 750 | CFM | 5.36 | 5000 | H-VAV-ELE--800 | VAV Box | Electric | All | 800 | CFM | 20 | 2023-03-01 | 3 | A2 | OFFICE - LF1-3-223 |  | All | [5 empty] | 200 | 400 | 600 | 800 | 1000 | 1200 | 1500 | 2000 | 2400 | 3000 | 3600 | 4800 | 6000 | 7200
Terminal Unit VAV | LF1-VAV-309 | Sheetmetal | VAV Terminal | Air Purification Co. | Titus | DESV | 10-0L-D53980-006 | 845 | CFM | 0 | 5000 | H-VAV-NO--800 | VAV Box | No Heat | All | 800 | CFM | 20 | 2023-03-01 | 3 | A2 | OFFICE - LF1-3-224 |  | All | [5 empty] | 200 | 400 | 600 | 800 | 1000 | 1200 | 1500 | 2000 | 2400 | 3000 | 3600 | 4800 | 6000 | 7200
Terminal Unit VAV | LF1-VAV-310 | Sheetmetal | VAV Terminal | Air Purification Co. | Titus | DESV |  | 270 | CFM | 2.68 | 5000 | H-VAV-ELE--200 | VAV Box | Electric | All | 200 | CFM | 20 | 2023-03-01 | 3 | A2 | CONF - LF1-3-228 |  | All | [5 empty] | 200 | 400 | 600 | 800 | 1000 | 1200 | 1500 | 2000 | 2400 | 3000 | 3600 | 4800 | 6000 | 7200
Terminal Unit VAV | LF1-VAV-311 | Sheetmetal | VAV Terminal | Air Purification Co. | Titus | DESV | 12-0L-D53980-007 | 1040 | CFM | 0 | 5000 | H-VAV-NO--1000 | VAV Box | No Heat | All | 1000 | CFM | 20 | 2023-03-01 | 3 | A2 | OPEN OFFICE- LF1-3-220 |  | All | [5 empty] | 200 | 400 | 600 | 800 | 1000 | 1200 | 1500 | 2000 | 2400 | 3000 | 3600 | 4800 | 6000 | 7200
Terminal Unit VAV | LF1-VAV-312 | Sheetmetal | VAV Terminal | Air Purification Co. | Titus | DESV | 08-0L-D53980-008 | 450 | CFM | 0 | 5000 | H-VAV-NO--400 | VAV Box | No Heat | All | 400 | CFM | 20 | 2023-03-01 | 3 | A2 | CONF - LF1-3-214 |  | All | [5 empty] | 200 | 400 | 600 | 800 | 1000 | 1200 | 1500 | 2000 | 2400 | 3000 | 3600 | 4800 | 6000 | 7200
Terminal Unit VAV | LF1-VAV-313 | Sheetmetal | VAV Terminal | Air Purification Co. | Titus | DESV | 08-0R-D53996-007 | 370 | CFM | 2.68 | 5000 | H-VAV-ELE--400 | VAV Box | Electric | All | 400 | CFM | 20 | 2023-03-01 | 3 | A2 | CONF - LF1-3-213 |  | All | [5 empty] | 200 | 400 | 600 | 800 | 1000 | 1200 | 1500 | 2000 | 2400 | 3000 | 3600 | 4800 | 6000 | 7200
Terminal Unit VAV | LF1-VAV-314 | Sheetmetal | VAV Terminal | Air Purification Co. | Titus | DESV | 08-0L-D53996-008 | 370 | CFM | 2.68 | 5000 | H-VAV-ELE--400 | VAV Box | Electric | All | 400 | CFM | 20 | 2023-03-01 | 3 | A2 | CONF - LF1-3-252 |  | All | [5 empty] | 200 | 400 | 600 | 800 | 1000 | 1200 | 1500 | 2000 | 2400 | 3000 | 3600 | 4800 | 6000 | 7200
Terminal Unit VAV | LF1-VAV-315 | Sheetmetal | VAV Terminal | Air Purification Co. | Titus | DESV | 08-0R-D53980-009 | 400 | CFM | 0 | 5000 | H-VAV-NO--400 | VAV Box | No Heat | All | 400 | CFM | 20 | 2023-03-01 | 3 | A2 | OFFICE - LF1-3-269 |  | All | [5 empty] | 200 | 400 | 600 | 800 | 1000 | 1200 | 1500 | 2000 | 2400 | 3000 | 3600 | 4800 | 6000 | 7200
Terminal Unit VAV | LF1-VAV-316 | Sheetmetal | VAV Terminal | Air Purification Co. | Titus | DESV | 10-0L-D53980-010 | 845 | CFM | 0 | 5000 | H-VAV-NO--800 | VAV Box | No Heat | All | 800 | CFM | 20 | 2023-03-01 | 3 | A2 | OFFICE - LF1-3-274 |  | All | [5 empty] | 200 | 400 | 600 | 800 | 1000 | 1200 | 1500 | 2000 | 2400 | 3000 | 3600 | 4800 | 6000 | 7200
Terminal Unit VAV | LF1-VAV-317 | Sheetmetal | VAV Terminal | Air Purification Co. | Titus | DESV | 10-0L-D53980-011 | 705 | CFM | 0 | 5000 | H-VAV-NO--800 | VAV Box | No Heat | All | 800 | CFM | 20 | 2023-03-01 | 3 | A2 | OFFICE - LF1-3-278 |  | All | [5 empty] | 200 | 400 | 600 | 800 | 1000 | 1200 | 1500 | 2000 | 2400 | 3000 | 3600 | 4800 | 6000 | 7200
Terminal Unit VAV | LF1-VAV-318 | Sheetmetal | VAV Terminal | Air Purification Co. | Titus | DESV |  | 265 | CFM | 2.68 | 5000 | H-VAV-ELE--200 | VAV Box | Electric | All | 200 | CFM | 20 | 2023-03-01 | 3 | A2 | CONF- LF1-3-279 |  | All | [5 empty] | 200 | 400 | 600 | 800 | 1000 | 1200 | 1500 | 2000 | 2400 | 3000 | 3600 | 4800 | 6000 | 7200
Terminal Unit VAV | LF1-VAV-319 | Sheetmetal | VAV Terminal | Air Purification Co. | Titus | DESV |  | 755 | CFM | 2.68 | 5000 | H-VAV-ELE--800 | VAV Box | Electric | All | 800 | CFM | 20 | 2023-03-01 | 3 | A1 | CONF - LF1-3-280 |  | All | [5 empty] | 200 | 400 | 600 | 800 | 1000 | 1200 | 1500 | 2000 | 2400 | 3000 | 3600 | 4800 | 6000 | 7200
Terminal Unit VAV | LF1-VAV-320 | Sheetmetal | VAV Terminal | Air Purification Co. | Titus | DESV |  | 680 | CFM | 2.68 | 5000 | H-VAV-ELE--600 | VAV Box | Electric | All | 600 | CFM | 20 | 2023-03-01 | 3 | A1 | OPEN OFFICE - LF1-3-101 |  | All | [5 empty] | 200 | 400 | 600 | 800 | 1000 | 1200 | 1500 | 2000 | 2400 | 3000 | 3600 | 4800 | 6000 | 7200
Terminal Unit VAV | LF1-VAV-321 | Sheetmetal | VAV Terminal | Air Purification Co. | Titus | DESV |  | 370 | CFM | 2.68 | 5000 | H-VAV-ELE--400 | VAV Box | Electric | All | 400 | CFM | 20 | 2023-03-01 | 3 | A2 | VIS LAB - LF1-3-212 |  | All | [5 empty] | 200 | 400 | 600 | 800 | 1000 | 1200 | 1500 | 2000 | 2400 | 3000 | 3600 | 4800 | 6000 | 7200
Terminal Unit VAV | LF1-VAV-322 | Sheetmetal | VAV Terminal | Air Purification Co. | Titus | DESV | 08-0L-D53980-002 | 535 | CFM | 0 | 5000 | H-VAV-NO--600 | VAV Box | No Heat | All | 600 | CFM | 20 | 2023-03-01 | 3 | A2 | CONF - LF1-3-254 |  | All | [5 empty] | 200 | 400 | 600 | 800 | 1000 | 1200 | 1500 | 2000 | 2400 | 3000 | 3600 | 4800 | 6000 | 7200
Terminal Unit VAV | LF1-VAV-323 | Sheetmetal | VAV Terminal | Air Purification Co. | Titus | DESV |  | 370 | CFM | 2.68 | 5000 | H-VAV-ELE--400 | VAV Box | Electric | All | 400 | CFM | 20 | 2023-03-01 | 3 | A2 | CONF - LF1-3-253 |  | All | [5 empty] | 200 | 400 | 600 | 800 | 1000 | 1200 | 1500 | 2000 | 2400 | 3000 | 3600 | 4800 | 6000 | 7200
Terminal Unit VAV | LF1-VAV-401 | Sheetmetal | VAV Terminal | Air Purification Co. | Titus | DESV |  | 810 | CFM | 0 | 5000 | H-VAV-NO--800 | VAV Box | No Heat | All | 800 | CFM | 20 | 2023-03-01 | 4 | A1 | OPEN OFFICE - LF1-4-120 |  | All | [5 empty] | 200 | 400 | 600 | 800 | 1000 | 1200 | 1500 | 2000 | 2400 | 3000 | 3600 | 4800 | 6000 | 7200
Terminal Unit VAV | LF1-VAV-402 | Sheetmetal | VAV Terminal | Air Purification Co. | Titus | DESV | 10-0L-D50135-002 | 600 | CFM | 0 | 5000 | H-VAV-NO--600 | VAV Box | No Heat | All | 600 | CFM | 20 | 2023-03-01 | 4 | A1 | OFFICE - LF1-4-123 |  | All | [5 empty] | 200 | 400 | 600 | 800 | 1000 | 1200 | 1500 | 2000 | 2400 | 3000 | 3600 | 4800 | 6000 | 7200
Terminal Unit VAV | LF1-VAV-403 | Sheetmetal | VAV Terminal | Air Purification Co. | Titus | DESV | 08-0R-D50135-003 | 405 | CFM | 0 | 5000 | H-VAV-NO--400 | VAV Box | No Heat | All | 400 | CFM | 20 | 2023-03-01 | 4 | A1 | OFFICE - LF1-4-160 |  | All | [5 empty] | 200 | 400 | 600 | 800 | 1000 | 1200 | 1500 | 2000 | 2400 | 3000 | 3600 | 4800 | 6000 | 7200
Terminal Unit VAV | LF1-VAV-404 | Sheetmetal | VAV Terminal | Air Purification Co. | Titus | DESV | 10-0L-D50135-004 | 810 | CFM | 0 | 5000 | H-VAV-NO--800 | VAV Box | No Heat | All | 800 | CFM | 20 | 2023-03-01 | 4 | A1 | OFFICE - LF1-4-160 |  | All | [5 empty] | 200 | 400 | 600 | 800 | 1000 | 1200 | 1500 | 2000 | 2400 | 3000 | 3600 | 4800 | 6000 | 7200
Terminal Unit VAV | LF1-VAV-405 | Sheetmetal | VAV Terminal | Air Purification Co. | Titus | DESV |  | 1015 | CFM | 4.02 | 5000 | H-VAV-ELE--1000 | VAV Box | Electric | All | 1000 | CFM | 20 | 2023-03-01 | 4 | A1 | CONF - LF1-4-172 |  | All | [5 empty] | 200 | 400 | 600 | 800 | 1000 | 1200 | 1500 | 2000 | 2400 | 3000 | 3600 | 4800 | 6000 | 7200
Terminal Unit VAV | LF1-VAV-406 | Sheetmetal | VAV Terminal | Air Purification Co. | Titus | DESV |  | 370 | CFM | 2.68 | 5000 | H-VAV-ELE--400 | VAV Box | Electric | All | 400 | CFM | 20 | 2023-03-01 | 4 | A1 | OPEN OFFICE - LF1-4-157 |  | All | [5 empty] | 200 | 400 | 600 | 800 | 1000 | 1200 | 1500 | 2000 | 2400 | 3000 | 3600 | 4800 | 6000 | 7200
Terminal Unit VAV | LF1-VAV-407 | Sheetmetal | VAV Terminal | Air Purification Co. | Titus | DESV | 08-0L-D50135-005 | 420 | CFM | 0 | 5000 | H-VAV-NO--400 | VAV Box | No Heat | All | 400 | CFM | 20 | 2023-03-01 | 4 | A1 | OPEN OFFICE - LF1-4-157 |  | All | [5 empty] | 200 | 400 | 600 | 800 | 1000 | 1200 | 1500 | 2000 | 2400 | 3000 | 3600 | 4800 | 6000 | 7200
Terminal Unit VAV | LF1-VAV-408 | Sheetmetal | VAV Terminal | Air Purification Co. | Titus | DESV | 12-0L-D50135-006 | 980 | CFM | 0 | 5000 | H-VAV-NO--1000 | VAV Box | No Heat | All | 1000 | CFM | 20 | 2023-03-01 | 4 | A2 | OFFICE- LF1-4-223 |  | All | [5 empty] | 200 | 400 | 600 | 800 | 1000 | 1200 | 1500 | 2000 | 2400 | 3000 | 3600 | 4800 | 6000 | 7200
Terminal Unit VAV | LF1-VAV-409 | Sheetmetal | VAV Terminal | Air Purification Co. | Titus | DESV | 10-0L-D50135-007 | 770 | CFM | 0 | 5000 | H-VAV-NO--800 | VAV Box | No Heat | All | 800 | CFM | 20 | 2023-03-01 | 4 | A2 | OFFICE - LF1-4-224 |  | All | [5 empty] | 200 | 400 | 600 | 800 | 1000 | 1200 | 1500 | 2000 | 2400 | 3000 | 3600 | 4800 | 6000 | 7200
Terminal Unit VAV | LF1-VAV-410 | Sheetmetal | VAV Terminal | Air Purification Co. | Titus | DESV | 08-0R-D50147-003 | 270 | CFM | 2.68 | 5000 | H-VAV-ELE--200 | VAV Box | Electric | All | 200 | CFM | 20 | 2023-03-01 | 4 | A2 | CONF - LF1-4-228 |  | All | [5 empty] | 200 | 400 | 600 | 800 | 1000 | 1200 | 1500 | 2000 | 2400 | 3000 | 3600 | 4800 | 6000 | 7200
Terminal Unit VAV | LF1-VAV-411 | Sheetmetal | VAV Terminal | Air Purification Co. | Titus | DESV | 12-0L-D50135-008 | 1300 | CFM | 0 | 5000 | H-VAV-NO--1500 | VAV Box | No Heat | All | 1500 | CFM | 20 | 2023-03-01 | 4 | A2 | OPEN OFFICE - LF1-4-220 |  | All | [5 empty] | 200 | 400 | 600 | 800 | 1000 | 1200 | 1500 | 2000 | 2400 | 3000 | 3600 | 4800 | 6000 | 7200
Terminal Unit VAV | LF1-VAV-412 | Sheetmetal | VAV Terminal | Air Purification Co. | Titus | DESV | 08-0L-D50147-004 | 370 | CFM | 2.68 | 5000 | H-VAV-ELE--400 | VAV Box | Electric | All | 400 | CFM | 20 | 2023-03-01 | 4 | A2 | PROJECT ROOM - LF1-4-213 |  | All | [5 empty] | 200 | 400 | 600 | 800 | 1000 | 1200 | 1500 | 2000 | 2400 | 3000 | 3600 | 4800 | 6000 | 7200
Terminal Unit VAV | LF1-VAV-413 | Sheetmetal | VAV Terminal | Air Purification Co. | Titus | DESV | 08-0R-D50147-005 | 370 | CFM | 2.68 | 5000 | H-VAV-ELE--400 | VAV Box | Electric | All | 400 | CFM | 20 | 2023-03-01 | 4 | A2 | PROJECT ROOM - LF1-4-213 |  | All | [5 empty] | 200 | 400 | 600 | 800 | 1000 | 1200 | 1500 | 2000 | 2400 | 3000 | 3600 | 4800 | 6000 | 7200
Terminal Unit VAV | LF1-VAV-414 | Sheetmetal | VAV Terminal | Air Purification Co. | Titus | DESV | 08-0L-D50147-006 | 370 | CFM | 2.68 | 5000 | H-VAV-ELE--400 | VAV Box | Electric | All | 400 | CFM | 20 | 2023-03-01 | 4 | A2 | CONF- LF1-4-252 |  | All | [5 empty] | 200 | 400 | 600 | 800 | 1000 | 1200 | 1500 | 2000 | 2400 | 3000 | 3600 | 4800 | 6000 | 7200
Terminal Unit VAV | LF1-VAV-415 | Sheetmetal | VAV Terminal | Air Purification Co. | Titus | DESV | 08-0R-D50135-009 | 400 | CFM | 0 | 5000 | H-VAV-NO--400 | VAV Box | No Heat | All | 400 | CFM | 20 | 2023-03-01 | 4 | A2 | OPEN OFFICE - LF1-4-270 |  | All | [5 empty] | 200 | 400 | 600 | 800 | 1000 | 1200 | 1500 | 2000 | 2400 | 3000 | 3600 | 4800 | 6000 | 7200
Terminal Unit VAV | LF1-VAV-416 | Sheetmetal | VAV Terminal | Air Purification Co. | Titus | DESV | 10-2L-D50135-010 | 845 | CFM | 0 | 5000 | H-VAV-NO--800 | VAV Box | No Heat | All | 800 | CFM | 20 | 2023-03-01 | 4 | A2 | OFFICE - LF1-4-274 |  | All | [5 empty] | 200 | 400 | 600 | 800 | 1000 | 1200 | 1500 | 2000 | 2400 | 3000 | 3600 | 4800 | 6000 | 7200
Terminal Unit VAV | LF1-VAV-417 | Sheetmetal | VAV Terminal | Air Purification Co. | Titus | DESV | 10-0L-D50135-011 | 595 | CFM | 0 | 5000 | H-VAV-NO--600 | VAV Box | No Heat | All | 600 | CFM | 20 | 2023-03-01 | 4 | A2 | OFFICE - LF1-4-278 |  | All | [5 empty] | 200 | 400 | 600 | 800 | 1000 | 1200 | 1500 | 2000 | 2400 | 3000 | 3600 | 4800 | 6000 | 7200
Terminal Unit VAV | LF1-VAV-418 | Sheetmetal | VAV Terminal | Air Purification Co. | Titus | DESV |  | 155 | CFM | 2.68 | 5000 | H-VAV-ELE--200 | VAV Box | Electric | All | 200 | CFM | 20 | 2023-03-01 | 4 | A2 | CONF - LF1-4-279 |  | All | [5 empty] | 200 | 400 | 600 | 800 | 1000 | 1200 | 1500 | 2000 | 2400 | 3000 | 3600 | 4800 | 6000 | 7200
Terminal Unit VAV | LF1-VAV-419 | Sheetmetal | VAV Terminal | Air Purification Co. | Titus | DESV |  | 645 | CFM | 2.68 | 5000 | H-VAV-ELE--600 | VAV Box | Electric | All | 600 | CFM | 20 | 2023-03-01 | 4 | A1 | CONF - LF1-4-280 |  | All | [5 empty] | 200 | 400 | 600 | 800 | 1000 | 1200 | 1500 | 2000 | 2400 | 3000 | 3600 | 4800 | 6000 | 7200
Terminal Unit VAV | LF1-VAV-420 | Sheetmetal | VAV Terminal | Air Purification Co. | Titus | DESV |  | 535 | CFM | 2.68 | 5000 | H-VAV-ELE--600 | VAV Box | Electric | All | 600 | CFM | 20 | 2023-03-01 | 4 | A1 | CONF - LF1-4-103 |  | All | [5 empty] | 200 | 400 | 600 | 800 | 1000 | 1200 | 1500 | 2000 | 2400 | 3000 | 3600 | 4800 | 6000 | 7200
Terminal Unit VAV | LF1-VAV-421 | Sheetmetal | VAV Terminal | Air Purification Co. | Titus | DESV |  | 680 | CFM | 5.36 | 5000 | H-VAV-ELE--600 | VAV Box | Electric | All | 600 | CFM | 20 | 2023-03-01 | 4 | A2 | RTG LEADERSHIP MEETING ROOM- LF1-4-212 |  | All | [5 empty] | 200 | 400 | 600 | 800 | 1000 | 1200 | 1500 | 2000 | 2400 | 3000 | 3600 | 4800 | 6000 | 7200
Terminal Unit VAV | LF1-VAV-422 | Sheetmetal | VAV Terminal | Air Purification Co. | Titus | DESV | 08-0L-D50135-012 | 435 | CFM | 0 | 5000 | H-VAV-NO--400 | VAV Box | No Heat | All | 400 | CFM | 20 | 2023-03-01 | 4 | A2 | RTG LEADERSHIP MEETING ROOM- LF1-4-212 |  | All | [5 empty] | 200 | 400 | 600 | 800 | 1000 | 1200 | 1500 | 2000 | 2400 | 3000 | 3600 | 4800 | 6000 | 7200
Terminal Unit VAV | LF1-VAV-501 | Sheetmetal | VAV Terminal | Air Purification Co. | Titus | DESV | 14-0L-D50135-013 | 1320 | CFM | 0 | 5000 | H-VAV-NO--1500 | VAV Box | No Heat | All | 1500 | CFM | 20 | 2023-03-01 | 5 | A1 | OPEN OFFICE - LF1-5-120 |  | All | [5 empty] | 200 | 400 | 600 | 800 | 1000 | 1200 | 1500 | 2000 | 2400 | 3000 | 3600 | 4800 | 6000 | 7200
Terminal Unit VAV | LF1-VAV-502 | Sheetmetal | VAV Terminal | Air Purification Co. | Titus | DESV | 10-0L-D50135-014 | 600 | CFM | 0 | 5000 | H-VAV-NO--600 | VAV Box | No Heat | All | 600 | CFM | 20 | 2023-03-01 | 5 | A1 | OFFICE - LF1-5-123 |  | All | [5 empty] | 200 | 400 | 600 | 800 | 1000 | 1200 | 1500 | 2000 | 2400 | 3000 | 3600 | 4800 | 6000 | 7200
Terminal Unit VAV | LF1-VAV-503 | Sheetmetal | VAV Terminal | Air Purification Co. | Titus | DESV | 08-0R-D50135-015 | 405 | CFM | 0 | 5000 | H-VAV-NO--400 | VAV Box | No Heat | All | 400 | CFM | 20 | 2023-03-01 | 5 | A1 | OPEN OFFICE - LF1-5-160 |  | All | [5 empty] | 200 | 400 | 600 | 800 | 1000 | 1200 | 1500 | 2000 | 2400 | 3000 | 3600 | 4800 | 6000 | 7200
Terminal Unit VAV | LF1-VAV-504 | Sheetmetal | VAV Terminal | Air Purification Co. | Titus | DESV | 12-0L-D50135-016 | 1210 | CFM | 0 | 5000 | H-VAV-NO--1200 | VAV Box | No Heat | All | 1200 | CFM | 20 | 2023-03-01 | 5 | A1 | OPEN OFFICE - LF1-5-160 |  | All | [5 empty] | 200 | 400 | 600 | 800 | 1000 | 1200 | 1500 | 2000 | 2400 | 3000 | 3600 | 4800 | 6000 | 7200
Terminal Unit VAV | LF1-VAV-505 | Sheetmetal | VAV Terminal | Air Purification Co. | Titus | DESV | 10-0R-D50147-011 | 1015 | CFM | 4.02 | 5000 | H-VAV-ELE--1000 | VAV Box | Electric | All | 1000 | CFM | 20 | 2023-03-01 | 5 | A1 | CONF - LF1-5-172 |  | All | [5 empty] | 200 | 400 | 600 | 800 | 1000 | 1200 | 1500 | 2000 | 2400 | 3000 | 3600 | 4800 | 6000 | 7200
Terminal Unit VAV | LF1-VAV-506 | Sheetmetal | VAV Terminal | Air Purification Co. | Titus | DESV | 08-0L-D50147-012 | 370 | CFM | 2.68 | 5000 | H-VAV-ELE--400 | VAV Box | Electric | All | 400 | CFM | 20 | 2023-03-01 | 5 | A1 | OPEN OFFICE - LF1-5-157 |  | All | [5 empty] | 200 | 400 | 600 | 800 | 1000 | 1200 | 1500 | 2000 | 2400 | 3000 | 3600 | 4800 | 6000 | 7200
Terminal Unit VAV | LF1-VAV-507 | Sheetmetal | VAV Terminal | Air Purification Co. | Titus | DESV | 08-0R-D50135-017 | 505 | CFM | 0 | 5000 | H-VAV-NO--600 | VAV Box | No Heat | All | 600 | CFM | 20 | 2023-03-01 | 5 | A1 | OPEN OFFICE - LF1-5-157 |  | All | [5 empty] | 200 | 400 | 600 | 800 | 1000 | 1200 | 1500 | 2000 | 2400 | 3000 | 3600 | 4800 | 6000 | 7200
Terminal Unit VAV | LF1-VAV-508 | Sheetmetal | VAV Terminal | Air Purification Co. | Titus | DESV | 12-0R-D50135-018 | 980 | CFM | 0 | 5000 | H-VAV-NO--1000 | VAV Box | No Heat | All | 1000 | CFM | 20 | 2023-03-01 | 5 | A2 | OFFICE - LF1-5-223 |  | All | [5 empty] | 200 | 400 | 600 | 800 | 1000 | 1200 | 1500 | 2000 | 2400 | 3000 | 3600 | 4800 | 6000 | 7200
Terminal Unit VAV | LF1-VAV-509 | Sheetmetal | VAV Terminal | Air Purification Co. | Titus | DESV | 10-0L-D50135-019 | 770 | CFM | 0 | 5000 | H-VAV-NO--800 | VAV Box | No Heat | All | 800 | CFM | 20 | 2023-03-01 | 5 | A2 | OFFICE - LF1-5-224 |  | All | [5 empty] | 200 | 400 | 600 | 800 | 1000 | 1200 | 1500 | 2000 | 2400 | 3000 | 3600 | 4800 | 6000 | 7200
Terminal Unit VAV | LF1-VAV-510 | Sheetmetal | VAV Terminal | Air Purification Co. | Titus | DESV | 08-0R-D50147-013 | 270 | CFM | 2.68 | 5000 | H-VAV-ELE--200 | VAV Box | Electric | All | 200 | CFM | 20 | 2023-03-01 | 5 | A2 | CONF - LF1-5-228 |  | All | [5 empty] | 200 | 400 | 600 | 800 | 1000 | 1200 | 1500 | 2000 | 2400 | 3000 | 3600 | 4800 | 6000 | 7200
Terminal Unit VAV | LF1-VAV-511 | Sheetmetal | VAV Terminal | Air Purification Co. | Titus | DESV | 14-0L-D50135-020 | 1560 | CFM | 0 | 5000 | H-VAV-NO--1500 | VAV Box | No Heat | All | 1500 | CFM | 20 | 2023-03-01 | 5 | A2 | OPEN OFFICE - LF1-5-220 |  | All | [5 empty] | 200 | 400 | 600 | 800 | 1000 | 1200 | 1500 | 2000 | 2400 | 3000 | 3600 | 4800 | 6000 | 7200
Terminal Unit VAV | LF1-VAV-512 | Sheetmetal | VAV Terminal | Air Purification Co. | Titus | DESV | 08-0L-D50135-021 | 405 | CFM | 0 | 5000 | H-VAV-NO--400 | VAV Box | No Heat | All | 400 | CFM | 20 | 2023-03-01 | 5 | A2 | CONF - LF1-5-213 |  | All | [5 empty] | 200 | 400 | 600 | 800 | 1000 | 1200 | 1500 | 2000 | 2400 | 3000 | 3600 | 4800 | 6000 | 7200
Terminal Unit VAV | LF1-VAV-513 | Sheetmetal | VAV Terminal | Air Purification Co. | Titus | DESV | 08-0L-D50147-015 | 370 | CFM | 2.68 | 5000 | H-VAV-ELE--400 | VAV Box | Electric | All | 400 | CFM | 20 | 2023-03-01 | 5 | A2 | CONF - LF1-5-212 |  | All | [5 empty] | 200 | 400 | 600 | 800 | 1000 | 1200 | 1500 | 2000 | 2400 | 3000 | 3600 | 4800 | 6000 | 7200
Terminal Unit VAV | LF1-VAV-514 | Sheetmetal | VAV Terminal | Air Purification Co. | Titus | DESV | 08-0R-D50147-016 | 370 | CFM | 2.68 | 5000 | H-VAV-ELE--400 | VAV Box | Electric | All | 400 | CFM | 20 | 2023-03-01 | 5 | A2 | CONF - LF1-5-252 |  | All | [5 empty] | 200 | 400 | 600 | 800 | 1000 | 1200 | 1500 | 2000 | 2400 | 3000 | 3600 | 4800 | 6000 | 7200
Terminal Unit VAV | LF1-VAV-515 | Sheetmetal | VAV Terminal | Air Purification Co. | Titus | DESV | 08-0R-D50135-022 | 400 | CFM | 0 | 5000 | H-VAV-NO--400 | VAV Box | No Heat | All | 400 | CFM | 20 | 2023-03-01 | 5 | A2 | OPEN OFFICE - LF1-5-270 |  | All | [5 empty] | 200 | 400 | 600 | 800 | 1000 | 1200 | 1500 | 2000 | 2400 | 3000 | 3600 | 4800 | 6000 | 7200
Terminal Unit VAV | LF1-VAV-516 | Sheetmetal | VAV Terminal | Air Purification Co. | Titus | DESV | 10-0L-D50135-023 | 845 | CFM | 0 | 5000 | H-VAV-NO--800 | VAV Box | No Heat | All | 800 | CFM | 20 | 2023-03-01 | 5 | A2 | OFFICE - LF1-5-274 |  | All | [5 empty] | 200 | 400 | 600 | 800 | 1000 | 1200 | 1500 | 2000 | 2400 | 3000 | 3600 | 4800 | 6000 | 7200
Terminal Unit VAV | LF1-VAV-517 | Sheetmetal | VAV Terminal | Air Purification Co. | Titus | DESV |  | 545 | CFM | 0 | 5000 | H-VAV-NO--600 | VAV Box | No Heat | All | 600 | CFM | 20 | 2023-03-01 | 5 | A2 | OFFICE - LF1-5-278 |  | All | [5 empty] | 200 | 400 | 600 | 800 | 1000 | 1200 | 1500 | 2000 | 2400 | 3000 | 3600 | 4800 | 6000 | 7200
Terminal Unit VAV | LF1-VAV-518 | Sheetmetal | VAV Terminal | Air Purification Co. | Titus | DESV | 08-0R-D50147-020 | 265 | CFM | 2.68 | 5000 | H-VAV-ELE--200 | VAV Box | Electric | All | 200 | CFM | 20 | 2023-03-01 | 5 | A2 | CONF - LF1-5-279 |  | All | [5 empty] | 200 | 400 | 600 | 800 | 1000 | 1200 | 1500 | 2000 | 2400 | 3000 | 3600 | 4800 | 6000 | 7200
Terminal Unit VAV | LF1-VAV-519 | Sheetmetal | VAV Terminal | Air Purification Co. | Titus | DESV | 10-0R-D50147-017 | 755 | CFM | 5.36 | 5000 | H-VAV-ELE--800 | VAV Box | Electric | All | 800 | CFM | 20 | 2023-03-01 | 5 | A1 | CONF - LF1-5-280 |  | All | [5 empty] | 200 | 400 | 600 | 800 | 1000 | 1200 | 1500 | 2000 | 2400 | 3000 | 3600 | 4800 | 6000 | 7200
Terminal Unit VAV | LF1-VAV-520 | Sheetmetal | VAV Terminal | Air Purification Co. | Titus | DESV | 10-0L-D50147-018 | 535 | CFM | 4.02 | 5000 | H-VAV-ELE--600 | VAV Box | Electric | All | 600 | CFM | 20 | 2023-03-01 | 5 | A1 | CONF - LF1-5-103 |  | All | [5 empty] | 200 | 400 | 600 | 800 | 1000 | 1200 | 1500 | 2000 | 2400 | 3000 | 3600 | 4800 | 6000 | 7200
Terminal Unit VAV | LF1-VAV-521 | Sheetmetal | VAV Terminal | Air Purification Co. | Titus | DESV | 10-0L-D50147-019 | 680 | CFM | 2.68 | 5000 | H-VAV-ELE--600 | VAV Box | Electric | All | 600 | CFM | 20 | 2023-03-01 | 5 | A2 | DOCUMENT CONTROL FILE ROOM - LF1-5-253 |  | All | [5 empty] | 200 | 400 | 600 | 800 | 1000 | 1200 | 1500 | 2000 | 2400 | 3000 | 3600 | 4800 | 6000 | 7200
Terminal Unit VAV | LF1-VAV-522 | Sheetmetal | VAV Terminal | Air Purification Co. | Titus | DESV | 08-0L-D50135-025 | 435 | CFM | 0 | 5000 | H-VAV-NO--400 | VAV Box | No Heat | All | 400 | CFM | 20 | 2023-03-01 | 5 | A2 | DOCUMENT CONTROL FILE ROOM - LF1-5-253 |  | All | [5 empty] | 200 | 400 | 600 | 800 | 1000 | 1200 | 1500 | 2000 | 2400 | 3000 | 3600 | 4800 | 6000 | 7200
Terminal Unit VAV | LF2-VAV-101 | Sheetmetal | VAV Terminal | Air Purification Co. | Titus | DESV | 08-0R-D46277-001 | 100 | CFM | 0 | 5000 | H-VAV-NO--200 | VAV Box | No Heat | All | 200 | CFM | 20 | 2023-03-01 | 1 | C2.4 | HALLWAY - LF2-1-200 |  | All | [5 empty] | 200 | 400 | 600 | 800 | 1000 | 1200 | 1500 | 2000 | 2400 | 3000 | 3600 | 4800 | 6000 | 7200
Terminal Unit VAV | LF2-VAV-102 | Sheetmetal | VAV Terminal | Air Purification Co. | Titus | DESV | 08-0R-D46277-002 | 400 | CFM | 0 | 5000 | H-VAV-NO--400 | VAV Box | No Heat | All | 400 | CFM | 20 | 2023-03-01 | 1 | D - SOUTH CONNECTOR | LOBBY - LF2-1-300 |  | All | [5 empty] | 200 | 400 | 600 | 800 | 1000 | 1200 | 1500 | 2000 | 2400 | 3000 | 3600 | 4800 | 6000 | 7200
Terminal Unit VAV | LF2-VAV-103 | Sheetmetal | VAV Terminal | Air Purification Co. | Titus | DESV | 10-0L-D46277-003 | 575 | CFM | 0 | 5000 | H-VAV-NO--600 | VAV Box | No Heat | All | 600 | CFM | 20 | 2023-03-01 | 1 | D - SOUTH CONNECTOR | STORAGE - LF2-1-336 |  | All | [5 empty] | 200 | 400 | 600 | 800 | 1000 | 1200 | 1500 | 2000 | 2400 | 3000 | 3600 | 4800 | 6000 | 7200
Terminal Unit VAV | LF2-VAV-104 | Sheetmetal | VAV Terminal | Air Purification Co. | Titus | DESV | 08-0L-D46277-004 | 300 | CFM | 0 | 5000 | H-VAV-NO--400 | VAV Box | No Heat | All | 400 | CFM | 20 | 2023-03-01 | 1 | D - SOUTH CONNECTOR | STORAGE - LF2-1-305 |  | All | [5 empty] | 200 | 400 | 600 | 800 | 1000 | 1200 | 1500 | 2000 | 2400 | 3000 | 3600 | 4800 | 6000 | 7200
Terminal Unit VAV | LF2-VAV-105 | Sheetmetal | VAV Terminal | Air Purification Co. | Titus | DESV | 08-0R-D46277-005 | 400 | CFM | 0 | 5000 | H-VAV-NO--400 | VAV Box | No Heat | All | 400 | CFM | 20 | 2023-03-01 | 1 | D - SOUTH CONNECTOR | STORAGE - LF2-1-305 |  | All | [5 empty] | 200 | 400 | 600 | 800 | 1000 | 1200 | 1500 | 2000 | 2400 | 3000 | 3600 | 4800 | 6000 | 7200
Terminal Unit VAV | LF2-VAV-106A | Sheetmetal | VAV Terminal | Air Purification Co. | Titus | DESV | 12-0R-D46277-006 | 1110 | CFM | 0 | 5000 | H-VAV-NO--1000 | VAV Box | No Heat | All | 1000 | CFM | 20 | 2023-03-01 | 1 | D - SOUTH CONNECTOR | LECTURE HALL - LF2-1-331 |  | All | [5 empty] | 200 | 400 | 600 | 800 | 1000 | 1200 | 1500 | 2000 | 2400 | 3000 | 3600 | 4800 | 6000 | 7200
Terminal Unit VAV | LF2-VAV-106B | Sheetmetal | VAV Terminal | Air Purification Co. | Titus | DESV | 12-0R-D46277-007 | 1110 | CFM | 0 | 5000 | H-VAV-NO--1000 | VAV Box | No Heat | All | 1000 | CFM | 20 | 2023-03-01 | 1 | D - SOUTH CONNECTOR | LECTURE HALL - LF2-1-331 |  | All | [5 empty] | 200 | 400 | 600 | 800 | 1000 | 1200 | 1500 | 2000 | 2400 | 3000 | 3600 | 4800 | 6000 | 7200
Terminal Unit VAV | LF2-VAV-107 | Sheetmetal | VAV Terminal | Air Purification Co. | Titus | DESV | 10-0L-D46245-001 | 750 | CFM | 5.36 | 5000 | H-VAV-ELE--800 | VAV Box | Electric | All | 800 | CFM | 20 | 2023-03-01 | 1 | D - SOUTH CONNECTOR | CONF - LF2-1-306 |  | All | [5 empty] | 200 | 400 | 600 | 800 | 1000 | 1200 | 1500 | 2000 | 2400 | 3000 | 3600 | 4800 | 6000 | 7200
Terminal Unit VAV | LF2-VAV-108 | Sheetmetal | VAV Terminal | Air Purification Co. | Titus | DESV | 08-0L-D46277-008 | 450 | CFM | 0 | 5000 | H-VAV-NO--400 | VAV Box | No Heat | All | 400 | CFM | 20 | 2023-03-01 | 1 | D - SOUTH CONNECTOR | CONF - LF2-1-306 |  | All | [5 empty] | 200 | 400 | 600 | 800 | 1000 | 1200 | 1500 | 2000 | 2400 | 3000 | 3600 | 4800 | 6000 | 7200
Terminal Unit VAV | LF2-VAV-109 | Sheetmetal | VAV Terminal | Air Purification Co. | Titus | DESV |  | 600 | CFM | 0 | 5000 | H-VAV-NO--600 | VAV Box | No Heat | All | 600 | CFM | 20 | 2023-03-01 | 1 |  |  |  | All | [5 empty] | 200 | 400 | 600 | 800 | 1000 | 1200 | 1500 | 2000 | 2400 | 3000 | 3600 | 4800 | 6000 | 7200
Terminal Unit VAV | LF2-VAV-110 | Sheetmetal | VAV Terminal | Air Purification Co. | Titus | DESV | 10-0L-D46277-009 | 900 | CFM | 0 | 5000 | H-VAV-NO--1000 | VAV Box | No Heat | All | 1000 | CFM | 20 | 2023-03-01 | 1 | C2.2 | HALLWAY - LF2-1-200 |  | All | [5 empty] | 200 | 400 | 600 | 800 | 1000 | 1200 | 1500 | 2000 | 2400 | 3000 | 3600 | 4800 | 6000 | 7200
Terminal Unit VAV | LF2-VAV-111 | Sheetmetal | VAV Terminal | Air Purification Co. | Titus | DESV | 12-0L-D46277-010 | 1290 | CFM | 0 | 5000 | H-VAV-NO--1200 | VAV Box | No Heat | All | 1200 | CFM | 20 | 2023-03-01 | 1 | B - NORTH CONNECTOR | BIKE STORAGE - LF2-1-406 |  | All | [5 empty] | 200 | 400 | 600 | 800 | 1000 | 1200 | 1500 | 2000 | 2400 | 3000 | 3600 | 4800 | 6000 | 7200
Terminal Unit VAV | LF2-VAV-112 | Sheetmetal | VAV Terminal | Air Purification Co. | Titus | DESV | 08-0R-D46277-011 | 300 | CFM | 0 | 5000 | H-VAV-NO--400 | VAV Box | No Heat | All | 400 | CFM | 20 | 2023-03-01 | 1 | B - NORTH CONNECTOR | MEN'S LOCKER ROOM - LF2-1-402 |  | All | [5 empty] | 200 | 400 | 600 | 800 | 1000 | 1200 | 1500 | 2000 | 2400 | 3000 | 3600 | 4800 | 6000 | 7200
Terminal Unit VAV | LF2-VAV-113 | Sheetmetal | VAV Terminal | Air Purification Co. | Titus | DESV | 08-0L-D46277-012 | 300 | CFM | 0 | 5000 | H-VAV-NO--400 | VAV Box | No Heat | All | 400 | CFM | 20 | 2023-03-01 | 1 | B - NORTH CONNECTOR | WOMEN'S LOCKER ROOM - LF2-1-403 |  | All | [5 empty] | 200 | 400 | 600 | 800 | 1000 | 1200 | 1500 | 2000 | 2400 | 3000 | 3600 | 4800 | 6000 | 7200
Terminal Unit VAV | LF2-VAV-114 | Sheetmetal | VAV Terminal | Air Purification Co. | Titus | DESV | 12-0L-D46277-013 | 1150 | CFM | 0 | 5000 | H-VAV-NO--1200 | VAV Box | No Heat | All | 1200 | CFM | 20 | 2023-03-01 | 1 | B - NORTH CONNECTOR | STORAGE - LF2-1-405 |  | All | [5 empty] | 200 | 400 | 600 | 800 | 1000 | 1200 | 1500 | 2000 | 2400 | 3000 | 3600 | 4800 | 6000 | 7200
Terminal Unit VAV | LF2-VAV-115 | Sheetmetal | VAV Terminal | Air Purification Co. | Titus | DESV | 10-0R-D46246-015 | 540 | CFM | 0 | 5000 | H-VAV-NO--600 | VAV Box | No Heat | All | 600 | CFM | 20 | 2023-03-01 | 1 |  |  |  | All | [5 empty] | 200 | 400 | 600 | 800 | 1000 | 1200 | 1500 | 2000 | 2400 | 3000 | 3600 | 4800 | 6000 | 7200
Terminal Unit VAV | LF2-VAV-116 | Sheetmetal | VAV Terminal | Air Purification Co. | Titus | DESV | 08-0L-D46277-014 | 400 | CFM | 0 | 5000 | H-VAV-NO--400 | VAV Box | No Heat | All | 400 | CFM | 20 | 2023-03-01 | 1 | C2.3 | CHAMBER ROOM - LF2-1-207 |  | All | [5 empty] | 200 | 400 | 600 | 800 | 1000 | 1200 | 1500 | 2000 | 2400 | 3000 | 3600 | 4800 | 6000 | 7200
Terminal Unit VAV | LF2-VAV-201 | Sheetmetal | VAV Terminal | Air Purification Co. | Titus | DESV |  | 700 | CFM | 0 | 5000 | H-VAV-NO--800 | VAV Box | No Heat | All | 800 | CFM | 20 | 2023-03-01 | 2 | D - SOUTH CONNECTOR | BREAKOUT - LF2-2-300 |  | All | [5 empty] | 200 | 400 | 600 | 800 | 1000 | 1200 | 1500 | 2000 | 2400 | 3000 | 3600 | 4800 | 6000 | 7200
Terminal Unit VAV | LF2-VAV-202 | Sheetmetal | VAV Terminal | Air Purification Co. | Titus | DESV |  | 400 | CFM | 0 | 5000 | H-VAV-NO--400 | VAV Box | No Heat | All | 400 | CFM | 20 | 2023-03-01 | 2 | D - SOUTH CONNECTOR | BREAKOUT - LF2-2-300 |  | All | [5 empty] | 200 | 400 | 600 | 800 | 1000 | 1200 | 1500 | 2000 | 2400 | 3000 | 3600 | 4800 | 6000 | 7200
Terminal Unit VAV | LF2-VAV-203 | Sheetmetal | VAV Terminal | Air Purification Co. | Titus | DESV |  | 450 | CFM | 0 | 5000 | H-VAV-NO--400 | VAV Box | No Heat | All | 400 | CFM | 20 | 2023-03-01 | 2 | D - SOUTH CONNECTOR | ELEC - LF2-2-300A |  | All | [5 empty] | 200 | 400 | 600 | 800 | 1000 | 1200 | 1500 | 2000 | 2400 | 3000 | 3600 | 4800 | 6000 | 7200
Terminal Unit VAV | LF2-VAV-204 | Sheetmetal | VAV Terminal | Air Purification Co. | Titus | DESV | 08-0R-D24402-004 | 340 | CFM | 0 | 5000 | H-VAV-NO--400 | VAV Box | No Heat | All | 400 | CFM | 20 | 2023-03-01 | 2 | D - SOUTH CONNECTOR | HALLWAY - LF2-2-330 |  | All | [5 empty] | 200 | 400 | 600 | 800 | 1000 | 1200 | 1500 | 2000 | 2400 | 3000 | 3600 | 4800 | 6000 | 7200
Terminal Unit VAV | LF2-VAV-205 | Sheetmetal | VAV Terminal | Air Purification Co. | Titus | DESV |  | 500 | CFM | 0 | 5000 | H-VAV-NO--600 | VAV Box | No Heat | All | 600 | CFM | 20 | 2023-03-01 | 2 | D - SOUTH CONNECTOR | GALLEY - LF2-2-320 |  | All | [5 empty] | 200 | 400 | 600 | 800 | 1000 | 1200 | 1500 | 2000 | 2400 | 3000 | 3600 | 4800 | 6000 | 7200
Terminal Unit VAV | LF2-VAV-206 | Sheetmetal | VAV Terminal | Air Purification Co. | Titus | DESV | 08-0R-D24471-001 | 495 | CFM | 4.02 | 5000 | H-VAV-ELE--400 | VAV Box | Electric | All | 400 | CFM | 20 | 2023-03-01 | 2 | D - SOUTH CONNECTOR | CONF - LF2-2-321 |  | All | [5 empty] | 200 | 400 | 600 | 800 | 1000 | 1200 | 1500 | 2000 | 2400 | 3000 | 3600 | 4800 | 6000 | 7200
Terminal Unit VAV | LF2-VAV-207 | Sheetmetal | VAV Terminal | Air Purification Co. | Titus | DESV | 08-0R-D24402-006 | 210 | CFM | 0 | 5000 | H-VAV-NO--200 | VAV Box | No Heat | All | 200 | CFM | 20 | 2023-03-01 | 2 | D - SOUTH CONNECTOR | VISUALASE - L2-2-313 |  | All | [5 empty] | 200 | 400 | 600 | 800 | 1000 | 1200 | 1500 | 2000 | 2400 | 3000 | 3600 | 4800 | 6000 | 7200
Terminal Unit VAV | LF2-VAV-212 | Sheetmetal | VAV Terminal | Air Purification Co. | Titus | DESV | Not installed | 420 | CFM | 0 | 5000 | H-VAV-NO--400 | VAV Box | No Heat | All | 400 | CFM | 20 | 2023-03-01 | 2 |  |  |  | All | [5 empty] | 200 | 400 | 600 | 800 | 1000 | 1200 | 1500 | 2000 | 2400 | 3000 | 3600 | 4800 | 6000 | 7200
Terminal Unit VAV | LF2-VAV-215 | Sheetmetal | VAV Terminal | Air Purification Co. | Titus | DESV | Not installed | 400 | CFM | 0 | 5000 | H-VAV-NO--400 | VAV Box | No Heat | All | 400 | CFM | 20 | 2023-03-01 | 2 |  |  |  | All | [5 empty] | 200 | 400 | 600 | 800 | 1000 | 1200 | 1500 | 2000 | 2400 | 3000 | 3600 | 4800 | 6000 | 7200
Terminal Unit VAV | LF2-VAV-301 | Sheetmetal | VAV Terminal | Air Purification Co. | Titus | DESV | 10-0R-C98707-001 | 845 | CFM | 0 | 5000 | H-VAV-NO--800 | VAV Box | No Heat | All | 800 | CFM | 20 | 2023-03-01 | 3 | C1 | OFFICE - LF2-3-127 |  | All | [5 empty] | 200 | 400 | 600 | 800 | 1000 | 1200 | 1500 | 2000 | 2400 | 3000 | 3600 | 4800 | 6000 | 7200
Terminal Unit VAV | LF2-VAV-302 | Sheetmetal | VAV Terminal | Air Purification Co. | Titus | DESV | 08-0L-C98707-002 | 400 | CFM | 0 | 5000 | H-VAV-NO--400 | VAV Box | No Heat | All | 400 | CFM | 20 | 2023-03-01 | 3 | C1 | OPEN OFFICE - LF2-3-120 |  | All | [5 empty] | 200 | 400 | 600 | 800 | 1000 | 1200 | 1500 | 2000 | 2400 | 3000 | 3600 | 4800 | 6000 | 7200
Terminal Unit VAV | LF2-VAV-303 | Sheetmetal | VAV Terminal | Air Purification Co. | Titus | DESV | 12-0L-C98707-003 | 1000 | CFM | 0 | 5000 | H-VAV-NO--1000 | VAV Box | No Heat | All | 1000 | CFM | 20 | 2023-03-01 | 3 | C1 | TECH SERVICES LAB - LF2-3-110 |  | All | [5 empty] | 200 | 400 | 600 | 800 | 1000 | 1200 | 1500 | 2000 | 2400 | 3000 | 3600 | 4800 | 6000 | 7200
Terminal Unit VAV | LF2-VAV-304 | Sheetmetal | VAV Terminal | Air Purification Co. | Titus | DESV | 12-0R-C98707-004 | 1000 | CFM | 0 | 5000 | H-VAV-NO--1000 | VAV Box | No Heat | All | 1000 | CFM | 20 | 2023-03-01 | 3 | C1 | TECH SERVICES LAB - LF2-3-110 |  | All | [5 empty] | 200 | 400 | 600 | 800 | 1000 | 1200 | 1500 | 2000 | 2400 | 3000 | 3600 | 4800 | 6000 | 7200
Terminal Unit VAV | LF2-VAV-305 | Sheetmetal | VAV Terminal | Air Purification Co. | Titus | DESV | 08-0R-C98707-005 | 420 | CFM | 0 | 5000 | H-VAV-NO--400 | VAV Box | No Heat | All | 400 | CFM | 20 | 2023-03-01 | 3 | C1 | OPEN OFFICE - LF2-3-040 |  | All | [5 empty] | 200 | 400 | 600 | 800 | 1000 | 1200 | 1500 | 2000 | 2400 | 3000 | 3600 | 4800 | 6000 | 7200
Terminal Unit VAV | LF2-VAV-306 | Sheetmetal | VAV Terminal | Air Purification Co. | Titus | DESV | 10-0R-C98707-006 | 910 | CFM | 0 | 5000 | H-VAV-NO--1000 | VAV Box | No Heat | All | 1000 | CFM | 20 | 2023-03-01 | 3 | C1 | OPEN OFFICE - LF2-3-170 |  | All | [5 empty] | 200 | 400 | 600 | 800 | 1000 | 1200 | 1500 | 2000 | 2400 | 3000 | 3600 | 4800 | 6000 | 7200
Terminal Unit VAV | LF2-VAV-307 | Sheetmetal | VAV Terminal | Air Purification Co. | Titus | DESV | 08-0R-C98706-001 | 270 | CFM | 1.34 | 5000 | H-VAV-ELE--200 | VAV Box | Electric | All | 200 | CFM | 20 | 2023-03-01 | 3 | C1 | OFFICE - LF2-3-172 |  | All | [5 empty] | 200 | 400 | 600 | 800 | 1000 | 1200 | 1500 | 2000 | 2400 | 3000 | 3600 | 4800 | 6000 | 7200
Terminal Unit VAV | LF2-VAV-308 | Sheetmetal | VAV Terminal | Air Purification Co. | Titus | DESV | 10-0R-C98707-007 | 845 | CFM | 0 | 5000 | H-VAV-NO--800 | VAV Box | No Heat | All | 800 | CFM | 20 | 2023-03-01 | 3 | C1 | OFFICE - LF2-3-176 |  | All | [5 empty] | 200 | 400 | 600 | 800 | 1000 | 1200 | 1500 | 2000 | 2400 | 3000 | 3600 | 4800 | 6000 | 7200
Terminal Unit VAV | LF2-VAV-309 | Sheetmetal | VAV Terminal | Air Purification Co. | Titus | DESV | 12-0L-C98707-008 | 835 | CFM | 0 | 5000 | H-VAV-NO--800 | VAV Box | No Heat | All | 800 | CFM | 20 | 2023-03-01 | 3 | C1 | OFFICE - LF2-3-177 |  | All | [5 empty] | 200 | 400 | 600 | 800 | 1000 | 1200 | 1500 | 2000 | 2400 | 3000 | 3600 | 4800 | 6000 | 7200
Terminal Unit VAV | LF2-VAV-310 | Sheetmetal | VAV Terminal | Air Purification Co. | Titus | DESV | 08-0L-C98707-009 | 210 | CFM | 0 | 5000 | H-VAV-NO--200 | VAV Box | No Heat | All | 200 | CFM | 20 | 2023-03-01 | 3 | C2 | OPEN OFFICE - LF2-3-180 |  | All | [5 empty] | 200 | 400 | 600 | 800 | 1000 | 1200 | 1500 | 2000 | 2400 | 3000 | 3600 | 4800 | 6000 | 7200
Terminal Unit VAV | LF2-VAV-311 | Sheetmetal | VAV Terminal | Air Purification Co. | Titus | DESV | 12-0R-C98706-002 | 1010 | CFM | 4.02 | 5000 | H-VAV-ELE--1000 | VAV Box | Electric | All | 1000 | CFM | 20 | 2023-03-01 | 3 | C2 | OPEN OFFICE - LF2-3-180 |  | All | [5 empty] | 200 | 400 | 600 | 800 | 1000 | 1200 | 1500 | 2000 | 2400 | 3000 | 3600 | 4800 | 6000 | 7200
Terminal Unit VAV | LF2-VAV-312 | Sheetmetal | VAV Terminal | Air Purification Co. | Titus | DESV | 08-0R-C98706-003 | 370 | CFM | 2.68 | 5000 | H-VAV-ELE--400 | VAV Box | Electric | All | 400 | CFM | 20 | 2023-03-01 | 3 | C2 | CONF - LF2-3-221 |  | All | [5 empty] | 200 | 400 | 600 | 800 | 1000 | 1200 | 1500 | 2000 | 2400 | 3000 | 3600 | 4800 | 6000 | 7200
Terminal Unit VAV | LF2-VAV-313 | Sheetmetal | VAV Terminal | Air Purification Co. | Titus | DESV | 10-0L-C98707-010 | 560 | CFM | 0 | 5000 | H-VAV-NO--600 | VAV Box | No Heat | All | 600 | CFM | 20 | 2023-03-01 | 3 | C2 | TEST ENG STORAGE - LF2-3-231 |  | All | [5 empty] | 200 | 400 | 600 | 800 | 1000 | 1200 | 1500 | 2000 | 2400 | 3000 | 3600 | 4800 | 6000 | 7200
Terminal Unit VAV | LF2-VAV-314 | Sheetmetal | VAV Terminal | Air Purification Co. | Titus | DESV | 10-0L-C98707-011 | 880 | CFM | 0 | 5000 | H-VAV-NO--800 | VAV Box | No Heat | All | 800 | CFM | 20 | 2023-03-01 | 3 | C2 | LEADERSHIP CONF ROOM - LF2-3-251 |  | All | [5 empty] | 200 | 400 | 600 | 800 | 1000 | 1200 | 1500 | 2000 | 2400 | 3000 | 3600 | 4800 | 6000 | 7200
Terminal Unit VAV | LF2-VAV-315 | Sheetmetal | VAV Terminal | Air Purification Co. | Titus | DESV | 10-0L-C98707-012 | 810 | CFM | 0 | 5000 | H-VAV-NO--800 | VAV Box | No Heat | All | 800 | CFM | 20 | 2023-03-01 | 3 | C2 | OFFICE - LF2-3-264 |  | All | [5 empty] | 200 | 400 | 600 | 800 | 1000 | 1200 | 1500 | 2000 | 2400 | 3000 | 3600 | 4800 | 6000 | 7200
Terminal Unit VAV | LF2-VAV-316 | Sheetmetal | VAV Terminal | Air Purification Co. | Titus | DESV | 10-0R-C98706-004 | 535 | CFM | 4.02 | 5000 | H-VAV-ELE--600 | VAV Box | Electric | All | 600 | CFM | 20 | 2023-03-01 | 3 | C2 | PANTRY - LF2-3-270 |  | All | [5 empty] | 200 | 400 | 600 | 800 | 1000 | 1200 | 1500 | 2000 | 2400 | 3000 | 3600 | 4800 | 6000 | 7200
Terminal Unit VAV | LF2-VAV-317 | Sheetmetal | VAV Terminal | Air Purification Co. | Titus | DESV | 10-0L-C98706-005 | 755 | CFM | 1.34 | 5000 | H-VAV-ELE--800 | VAV Box | Electric | All | 800 | CFM | 20 | 2023-03-01 | 3 | C2 | TECH SERVICES LAB - LF2-3-121 |  | All | [5 empty] | 200 | 400 | 600 | 800 | 1000 | 1200 | 1500 | 2000 | 2400 | 3000 | 3600 | 4800 | 6000 | 7200
Terminal Unit VAV | LF2-VAV-318 | Sheetmetal | VAV Terminal | Air Purification Co. | Titus | DESV | 10-0L-C98706-006 | 265 | CFM | 1.34 | 5000 | H-VAV-ELE--200 | VAV Box | Electric | All | 200 | CFM | 20 | 2023-03-01 | 3 | C1 | OFFICE - LF2-3-123 |  | All | [5 empty] | 200 | 400 | 600 | 800 | 1000 | 1200 | 1500 | 2000 | 2400 | 3000 | 3600 | 4800 | 6000 | 7200
Terminal Unit VAV | LF2-VAV-319 | Sheetmetal | VAV Terminal | Air Purification Co. | Titus | DESV | 08-0R-C98707-013 | 545 | CFM | 0 | 5000 | H-VAV-NO--600 | VAV Box | No Heat | All | 600 | CFM | 20 | 2023-03-01 | 3 | C1 | OFFICE - LF2-3-123 |  | All | [5 empty] | 200 | 400 | 600 | 800 | 1000 | 1200 | 1500 | 2000 | 2400 | 3000 | 3600 | 4800 | 6000 | 7200
Terminal Unit VAV | LF2-VAV-320 | Sheetmetal | VAV Terminal | Air Purification Co. | Titus | DESV | 12-0R-C98706-007 | 1200 | CFM | 8.04 | 5000 | H-VAV-ELE--1200 | VAV Box | Electric | All | 1200 | CFM | 20 | 2023-03-01 | 3 | C2 | HALLWAY - LF2-3-200 |  | All | [5 empty] | 200 | 400 | 600 | 800 | 1000 | 1200 | 1500 | 2000 | 2400 | 3000 | 3600 | 4800 | 6000 | 7200
Terminal Unit VAV | LF2-VAV-321 | Sheetmetal | VAV Terminal | Air Purification Co. | Titus | DESV | 08-0R-C98707-014 | 555 | CFM | 0 | 5000 | H-VAV-NO--600 | VAV Box | No Heat | All | 600 | CFM | 20 | 2023-03-01 | 3 | D - SOUTH CONNECTOR | STORAGE - LF2-3-333 |  | All | [5 empty] | 200 | 400 | 600 | 800 | 1000 | 1200 | 1500 | 2000 | 2400 | 3000 | 3600 | 4800 | 6000 | 7200
Terminal Unit VAV | LF2-VAV-322 | Sheetmetal | VAV Terminal | Air Purification Co. | Titus | DESV | 08-0L-C98707-015 | 300 | CFM | 0 | 5000 | H-VAV-NO--400 | VAV Box | No Heat | All | 400 | CFM | 20 | 2023-03-01 | 3 | D - SOUTH CONNECTOR | STORAGE - LF2-3-333 |  | All | [5 empty] | 200 | 400 | 600 | 800 | 1000 | 1200 | 1500 | 2000 | 2400 | 3000 | 3600 | 4800 | 6000 | 7200
Terminal Unit VAV | LF2-VAV-323 | Sheetmetal | VAV Terminal | Air Purification Co. | Titus | DESV | 12-0R-C98707-016 | 1000 | CFM | 0 | 5000 | H-VAV-NO--1000 | VAV Box | No Heat | All | 1000 | CFM | 20 | 2023-03-01 | 3 | D - SOUTH CONNECTOR | BREAKOUT - LF2-3-300 |  | All | [5 empty] | 200 | 400 | 600 | 800 | 1000 | 1200 | 1500 | 2000 | 2400 | 3000 | 3600 | 4800 | 6000 | 7200
Terminal Unit VAV | LF2-VAV-324 | Sheetmetal | VAV Terminal | Air Purification Co. | Titus | DESV | 10-0L-C98707-017 | 600 | CFM | 0 | 5000 | H-VAV-NO--600 | VAV Box | No Heat | All | 600 | CFM | 20 | 2023-03-01 | 3 | D - SOUTH CONNECTOR | R&D ROBOTICS LAB - LF2-3-308 |  | All | [5 empty] | 200 | 400 | 600 | 800 | 1000 | 1200 | 1500 | 2000 | 2400 | 3000 | 3600 | 4800 | 6000 | 7200
Terminal Unit VAV | LF2-VAV-325 | Sheetmetal | VAV Terminal | Air Purification Co. | Titus | DESV | 10-0L-C98707-018 | 600 | CFM | 0 | 5000 | H-VAV-NO--600 | VAV Box | No Heat | All | 600 | CFM | 20 | 2023-03-01 | 3 | D - SOUTH CONNECTOR | MITG MOCK OR - LF2-3-307 |  | All | [5 empty] | 200 | 400 | 600 | 800 | 1000 | 1200 | 1500 | 2000 | 2400 | 3000 | 3600 | 4800 | 6000 | 7200
Terminal Unit VAV | LF2-VAV-326 | Sheetmetal | VAV Terminal | Air Purification Co. | Titus | DESV | 10-0R-C98707-019 | 600 | CFM | 0 | 5000 | H-VAV-NO--600 | VAV Box | No Heat | All | 600 | CFM | 20 | 2023-03-01 | 3 | C2 | CATER - LF2-3-314 |  | All | [5 empty] | 200 | 400 | 600 | 800 | 1000 | 1200 | 1500 | 2000 | 2400 | 3000 | 3600 | 4800 | 6000 | 7200
Terminal Unit VAV | LF2-VAV-327 | Sheetmetal | VAV Terminal | Air Purification Co. | Titus | DESV | 08-0R-C98707-020 | 300 | CFM | 0 | 5000 | H-VAV-NO--400 | VAV Box | No Heat | All | 400 | CFM | 20 | 2023-03-01 | 3 | C2 | CATER - LF2-3-314 |  | All | [5 empty] | 200 | 400 | 600 | 800 | 1000 | 1200 | 1500 | 2000 | 2400 | 3000 | 3600 | 4800 | 6000 | 7200
Terminal Unit VAV | LF2-VAV-328 | Sheetmetal | VAV Terminal | Air Purification Co. | Titus | DESV |  | 300 | CFM | 0 | 5000 | H-VAV-NO--400 | VAV Box | No Heat | All | 400 | CFM | 20 | 2023-03-01 | 3 | C2 | CONF - LF2-3-263 |  | All | [5 empty] | 200 | 400 | 600 | 800 | 1000 | 1200 | 1500 | 2000 | 2400 | 3000 | 3600 | 4800 | 6000 | 7200
Terminal Unit VAV | LF2-VAV-401 | Sheetmetal | VAV Terminal | Air Purification Co. | Titus | DESV | 10-0R-C92139-001 | 845 | CFM | 0 | 5000 | H-VAV-NO--800 | VAV Box | No Heat | All | 800 | CFM | 20 | 2023-03-01 | 4 | C1 | OFFICE - LF2-4-127 |  | All | [5 empty] | 200 | 400 | 600 | 800 | 1000 | 1200 | 1500 | 2000 | 2400 | 3000 | 3600 | 4800 | 6000 | 7200
Terminal Unit VAV | LF2-VAV-402 | Sheetmetal | VAV Terminal | Air Purification Co. | Titus | DESV | 08-0L-C92139-014 | 400 | CFM | 0 | 5000 | H-VAV-NO--400 | VAV Box | No Heat | All | 400 | CFM | 20 | 2023-03-01 | 4 | C1 | OPEN OFFICE - LF2-4-120 |  | All | [5 empty] | 200 | 400 | 600 | 800 | 1000 | 1200 | 1500 | 2000 | 2400 | 3000 | 3600 | 4800 | 6000 | 7200
Terminal Unit VAV | LF2-VAV-403 | Sheetmetal | VAV Terminal | Air Purification Co. | Titus | DESV | 08-0L-C92139-013 | 300 | CFM | 0 | 5000 | H-VAV-NO--400 | VAV Box | No Heat | All | 400 | CFM | 20 | 2023-03-01 | 4 | C1 | CONF - LF2-4-112 |  | All | [5 empty] | 200 | 400 | 600 | 800 | 1000 | 1200 | 1500 | 2000 | 2400 | 3000 | 3600 | 4800 | 6000 | 7200
Terminal Unit VAV | LF2-VAV-404 | Sheetmetal | VAV Terminal | Air Purification Co. | Titus | DESV | 10-0L-C92128-001 | 680 | CFM | 5.36 | 5000 | H-VAV-ELE--600 | VAV Box | Electric | All | 600 | CFM | 20 | 2023-03-01 | 4 | C1 | LEADERSHIP MTG ROOM - LF2-4-111 |  | All | [5 empty] | 200 | 400 | 600 | 800 | 1000 | 1200 | 1500 | 2000 | 2400 | 3000 | 3600 | 4800 | 6000 | 7200
Terminal Unit VAV | LF2-VAV-405 | Sheetmetal | VAV Terminal | Air Purification Co. | Titus | DESV | 08-0L-C92128-001 | 300 | CFM | 2.68 | 5000 | H-VAV-ELE--400 | VAV Box | Electric | All | 400 | CFM | 20 | 2023-03-01 | 4 | C1 | CONF - LF2-4-113 |  | All | [5 empty] | 200 | 400 | 600 | 800 | 1000 | 1200 | 1500 | 2000 | 2400 | 3000 | 3600 | 4800 | 6000 | 7200
Terminal Unit VAV | LF2-VAV-406 | Sheetmetal | VAV Terminal | Air Purification Co. | Titus | DESV | 08-0R-C92139-012 | 420 | CFM | 0 | 5000 | H-VAV-NO--400 | VAV Box | No Heat | All | 400 | CFM | 20 | 2023-03-01 | 4 | C1 | OPEN OFFICE - LF2-4-040 |  | All | [5 empty] | 200 | 400 | 600 | 800 | 1000 | 1200 | 1500 | 2000 | 2400 | 3000 | 3600 | 4800 | 6000 | 7200
Terminal Unit VAV | LF2-VAV-407 | Sheetmetal | VAV Terminal | Air Purification Co. | Titus | DESV | 08-0R-C92139-011 | 370 | CFM | 0 | 5000 | H-VAV-NO--400 | VAV Box | No Heat | All | 400 | CFM | 20 | 2023-03-01 | 4 | C1 | LEADERSHIP MTG ROOM - LF2-4-111 |  | All | [5 empty] | 200 | 400 | 600 | 800 | 1000 | 1200 | 1500 | 2000 | 2400 | 3000 | 3600 | 4800 | 6000 | 7200
Terminal Unit VAV | LF2-VAV-408 | Sheetmetal | VAV Terminal | Air Purification Co. | Titus | DESV | 12-0R-C92139-010 | 1300 | CFM | 0 | 5000 | H-VAV-NO--1200 | VAV Box | No Heat | All | 1200 | CFM | 20 | 2023-03-01 | 4 | C1 | OPEN OFFICE - LF2-4-170 |  | All | [5 empty] | 200 | 400 | 600 | 800 | 1000 | 1200 | 1500 | 2000 | 2400 | 3000 | 3600 | 4800 | 6000 | 7200
Terminal Unit VAV | LF2-VAV-409 | Sheetmetal | VAV Terminal | Air Purification Co. | Titus | DESV | 08-0R-C92128-004 | 270 | CFM | 2.68 | 5000 | H-VAV-ELE--200 | VAV Box | Electric | All | 200 | CFM | 20 | 2023-03-01 | 4 | C1 | OFFICE - LF2-4-173 |  | All | [5 empty] | 200 | 400 | 600 | 800 | 1000 | 1200 | 1500 | 2000 | 2400 | 3000 | 3600 | 4800 | 6000 | 7200
Terminal Unit VAV | LF2-VAV-410 | Sheetmetal | VAV Terminal | Air Purification Co. | Titus | DESV | 10-0L-C92139-009 | 845 | CFM | 0 | 5000 | H-VAV-NO--800 | VAV Box | No Heat | All | 800 | CFM | 20 | 2023-03-01 | 4 | C1 | OFFICE - LF2-4-176 |  | All | [5 empty] | 200 | 400 | 600 | 800 | 1000 | 1200 | 1500 | 2000 | 2400 | 3000 | 3600 | 4800 | 6000 | 7200
Terminal Unit VAV | LF2-VAV-411 | Sheetmetal | VAV Terminal | Air Purification Co. | Titus | DESV | 12-0R-C92139-008 | 835 | CFM | 0 | 5000 | H-VAV-NO--800 | VAV Box | No Heat | All | 800 | CFM | 20 | 2023-03-01 | 4 | C1 | OFFICE - LF2-4-177 |  | All | [5 empty] | 200 | 400 | 600 | 800 | 1000 | 1200 | 1500 | 2000 | 2400 | 3000 | 3600 | 4800 | 6000 | 7200
Terminal Unit VAV | LF2-VAV-412 | Sheetmetal | VAV Terminal | Air Purification Co. | Titus | DESV | 08-0L-C92139-007 | 380 | CFM | 0 | 5000 | H-VAV-NO--400 | VAV Box | No Heat | All | 400 | CFM | 20 | 2023-03-01 | 4 | C2 | OPEN OFFICE - LF2-4-180 |  | All | [5 empty] | 200 | 400 | 600 | 800 | 1000 | 1200 | 1500 | 2000 | 2400 | 3000 | 3600 | 4800 | 6000 | 7200
Terminal Unit VAV | LF2-VAV-413 | Sheetmetal | VAV Terminal | Air Purification Co. | Titus | DESV | 12-0L-C92128-005 | 1010 | CFM | 6.7 | 5000 | H-VAV-ELE--1000 | VAV Box | Electric | All | 1000 | CFM | 20 | 2023-03-01 | 4 | C2 | OPEN OFFICE - LF2-4-180 |  | All | [5 empty] | 200 | 400 | 600 | 800 | 1000 | 1200 | 1500 | 2000 | 2400 | 3000 | 3600 | 4800 | 6000 | 7200
Terminal Unit VAV | LF2-VAV-414 | Sheetmetal | VAV Terminal | Air Purification Co. | Titus | DESV | 04-14-C92120-002 | 2000 | CFM | 1.34 | 5000 | H-VAV-ELE--2000 | VAV Box | Electric | All | 2000 | CFM | 20 | 2023-03-01 | 4 | C2 | CONF - LF2-4-414 |  | All | [5 empty] | 200 | 400 | 600 | 800 | 1000 | 1200 | 1500 | 2000 | 2400 | 3000 | 3600 | 4800 | 6000 | 7200
Terminal Unit VAV | LF2-VAV-415 | Sheetmetal | VAV Terminal | Air Purification Co. | Titus | DESV | 10-0L-C92139-006 | 820 | CFM | 0 | 5000 | H-VAV-NO--800 | VAV Box | No Heat | All | 800 | CFM | 20 | 2023-03-01 | 4 | C2 | OPEN OFFICE - LF2-4-230 |  | All | [5 empty] | 200 | 400 | 600 | 800 | 1000 | 1200 | 1500 | 2000 | 2400 | 3000 | 3600 | 4800 | 6000 | 7200
Terminal Unit VAV | LF2-VAV-416 | Sheetmetal | VAV Terminal | Air Purification Co. | Titus | DESV | 10-0L-C92139-005 | 600 | CFM | 0 | 5000 | H-VAV-NO--600 | VAV Box | No Heat | All | 600 | CFM | 20 | 2023-03-01 | 4 | C2 | OFFICE - LF2-4-251 |  | All | [5 empty] | 200 | 400 | 600 | 800 | 1000 | 1200 | 1500 | 2000 | 2400 | 3000 | 3600 | 4800 | 6000 | 7200
Terminal Unit VAV | LF2-VAV-417 | Sheetmetal | VAV Terminal | Air Purification Co. | Titus | DESV | 12-0R-C92139-004 | 945 | CFM | 0 | 5000 | H-VAV-NO--1000 | VAV Box | No Heat | All | 1000 | CFM | 20 | 2023-03-01 | 4 | C2 | OPEN OFFICE - LF2-4-260 |  | All | [5 empty] | 200 | 400 | 600 | 800 | 1000 | 1200 | 1500 | 2000 | 2400 | 3000 | 3600 | 4800 | 6000 | 7200
Terminal Unit VAV | LF2-VAV-418 | Sheetmetal | VAV Terminal | Air Purification Co. | Titus | DESV | 10-0R-C92128-007 | 535 | CFM | 1.34 | 5000 | H-VAV-ELE--600 | VAV Box | Electric | All | 600 | CFM | 20 | 2023-03-01 | 4 | C2 | OPEN OFFICE - LF2-4-256 |  | All | [5 empty] | 200 | 400 | 600 | 800 | 1000 | 1200 | 1500 | 2000 | 2400 | 3000 | 3600 | 4800 | 6000 | 7200
Terminal Unit VAV | LF2-VAV-419 | Sheetmetal | VAV Terminal | Air Purification Co. | Titus | DESV | 10-0L-C92128-008 | 755 | CFM | 1.34 | 5000 | H-VAV-ELE--800 | VAV Box | Electric | All | 800 | CFM | 20 | 2023-03-01 | 4 | C2 | OFFICE - LF2-4-121 |  | All | [5 empty] | 200 | 400 | 600 | 800 | 1000 | 1200 | 1500 | 2000 | 2400 | 3000 | 3600 | 4800 | 6000 | 7200
Terminal Unit VAV | LF2-VAV-420 | Sheetmetal | VAV Terminal | Air Purification Co. | Titus | DESV | 08-0L-C92128-002 | 265 | CFM | 1.34 | 5000 | H-VAV-ELE--200 | VAV Box | Electric | All | 200 | CFM | 20 | 2023-03-01 | 4 | C1 | OFFICE - LF2-4-123 |  | All | [5 empty] | 200 | 400 | 600 | 800 | 1000 | 1200 | 1500 | 2000 | 2400 | 3000 | 3600 | 4800 | 6000 | 7200
Terminal Unit VAV | LF2-VAV-421 | Sheetmetal | VAV Terminal | Air Purification Co. | Titus | DESV | 08-0L-C92139-003 | 420 | CFM | 0 | 5000 | H-VAV-NO--400 | VAV Box | No Heat | All | 400 | CFM | 20 | 2023-03-01 | 4 | C1 | OFFICE - LF2-4-123 |  | All | [5 empty] | 200 | 400 | 600 | 800 | 1000 | 1200 | 1500 | 2000 | 2400 | 3000 | 3600 | 4800 | 6000 | 7200
Terminal Unit VAV | LF2-VAV-422 | Sheetmetal | VAV Terminal | Air Purification Co. | Titus | DESV | 08-0R-C92139-002 | 480 | CFM | 0 | 5000 | H-VAV-NO--400 | VAV Box | No Heat | All | 400 | CFM | 20 | 2023-03-01 | 4 | C2 | FOCUS - LF2-4-014 |  | All | [5 empty] | 200 | 400 | 600 | 800 | 1000 | 1200 | 1500 | 2000 | 2400 | 3000 | 3600 | 4800 | 6000 | 7200
Terminal Unit VAV | LF2-VAV-501 | Sheetmetal | VAV Terminal | Air Purification Co. | Titus | DESV | 10-0R-D09683-001 | 845 | CFM | 0 | 5000 | H-VAV-NO--800 | VAV Box | No Heat | All | 800 | CFM | 20 | 2023-03-01 | 5 | C1 | OFFICE - LF2-5-127 |  | All | [5 empty] | 200 | 400 | 600 | 800 | 1000 | 1200 | 1500 | 2000 | 2400 | 3000 | 3600 | 4800 | 6000 | 7200
Terminal Unit VAV | LF2-VAV-502 | Sheetmetal | VAV Terminal | Air Purification Co. | Titus | DESV | 08-0L-D09683-002 | 400 | CFM | 0 | 5000 | H-VAV-NO--400 | VAV Box | No Heat | All | 400 | CFM | 20 | 2023-03-01 | 5 | C1 | OPEN OFFICE - C-5120 |  | All | [5 empty] | 200 | 400 | 600 | 800 | 1000 | 1200 | 1500 | 2000 | 2400 | 3000 | 3600 | 4800 | 6000 | 7200
Terminal Unit VAV | LF2-VAV-503 | Sheetmetal | VAV Terminal | Air Purification Co. | Titus | DESV | 10-0L-D09683-002 | 740 | CFM | 0 | 5000 | H-VAV-NO--800 | VAV Box | No Heat | All | 800 | CFM | 20 | 2023-03-01 | 5 | C1 | CONF - LF2-5-113 |  | All | [5 empty] | 200 | 400 | 600 | 800 | 1000 | 1200 | 1500 | 2000 | 2400 | 3000 | 3600 | 4800 | 6000 | 7200
Terminal Unit VAV | LF2-VAV-504 | Sheetmetal | VAV Terminal | Air Purification Co. | Titus | DESV |  | 1050 | CFM | 0 | 5000 | H-VAV-NO--1000 | VAV Box | No Heat | All | 1000 | CFM | 20 | 2023-03-01 | 5 | C1 | CONF - LF2-5-113 |  | All | [5 empty] | 200 | 400 | 600 | 800 | 1000 | 1200 | 1500 | 2000 | 2400 | 3000 | 3600 | 4800 | 6000 | 7200
Terminal Unit VAV | LF2-VAV-505 | Sheetmetal | VAV Terminal | Air Purification Co. | Titus | DESV |  | 420 | CFM | 0 | 5000 | H-VAV-NO--400 | VAV Box | No Heat | All | 400 | CFM | 20 | 2023-03-01 | 5 | C1 | OPEN OFFICE - LF2-5-040 |  | All | [5 empty] | 200 | 400 | 600 | 800 | 1000 | 1200 | 1500 | 2000 | 2400 | 3000 | 3600 | 4800 | 6000 | 7200
Terminal Unit VAV | LF2-VAV-506 | Sheetmetal | VAV Terminal | Air Purification Co. | Titus | DESV | 12-0R-D09683-006 | 1300 | CFM | 0 | 5000 | H-VAV-NO--1200 | VAV Box | No Heat | All | 1200 | CFM | 20 | 2023-03-01 | 5 | C1 | OPEN OFFICE - LF2-5-170 |  | All | [5 empty] | 200 | 400 | 600 | 800 | 1000 | 1200 | 1500 | 2000 | 2400 | 3000 | 3600 | 4800 | 6000 | 7200
Terminal Unit VAV | LF2-VAV-507 | Sheetmetal | VAV Terminal | Air Purification Co. | Titus | DESV | 08-0R-D09684-001 | 270 | CFM | 1.34 | 5000 | H-VAV-ELE--200 | VAV Box | Electric | All | 200 | CFM | 20 | 2023-03-01 | 5 | C1 | CONF - LF2-5-172 |  | All | [5 empty] | 200 | 400 | 600 | 800 | 1000 | 1200 | 1500 | 2000 | 2400 | 3000 | 3600 | 4800 | 6000 | 7200
Terminal Unit VAV | LF2-VAV-508 | Sheetmetal | VAV Terminal | Air Purification Co. | Titus | DESV | 10-0R-D09683-007 | 845 | CFM | 0 | 5000 | H-VAV-NO--800 | VAV Box | No Heat | All | 800 | CFM | 20 | 2023-03-01 | 5 | C1 | OFFICE - LF2-5-175 |  | All | [5 empty] | 200 | 400 | 600 | 800 | 1000 | 1200 | 1500 | 2000 | 2400 | 3000 | 3600 | 4800 | 6000 | 7200
Terminal Unit VAV | LF2-VAV-509 | Sheetmetal | VAV Terminal | Air Purification Co. | Titus | DESV | 12-0L-D09683-008 | 835 | CFM | 0 | 5000 | H-VAV-NO--800 | VAV Box | No Heat | All | 800 | CFM | 20 | 2023-03-01 | 5 | C1 | OFFICE - LF2-5-177 |  | All | [5 empty] | 200 | 400 | 600 | 800 | 1000 | 1200 | 1500 | 2000 | 2400 | 3000 | 3600 | 4800 | 6000 | 7200
Terminal Unit VAV | LF2-VAV-510 | Sheetmetal | VAV Terminal | Air Purification Co. | Titus | DESV | 08-0R-D09683-009 | 455 | CFM | 0 | 5000 | H-VAV-NO--400 | VAV Box | No Heat | All | 400 | CFM | 20 | 2023-03-01 | 5 | C2 | OPEN OFFICE - LF2-5-180 |  | All | [5 empty] | 200 | 400 | 600 | 800 | 1000 | 1200 | 1500 | 2000 | 2400 | 3000 | 3600 | 4800 | 6000 | 7200
Terminal Unit VAV | LF2-VAV-511 | Sheetmetal | VAV Terminal | Air Purification Co. | Titus | DESV | 12-0R-D09684-002 | 1010 | CFM | 6.7 | 5000 | H-VAV-ELE--1000 | VAV Box | Electric | All | 1000 | CFM | 20 | 2023-03-01 | 5 | C2 | OPEN OFFICE - LF2-5-180 |  | All | [5 empty] | 200 | 400 | 600 | 800 | 1000 | 1200 | 1500 | 2000 | 2400 | 3000 | 3600 | 4800 | 6000 | 7200
Terminal Unit VAV | LF2-VAV-512 | Sheetmetal | VAV Terminal | Air Purification Co. | Titus | DESV | 08-0R-D09684-003 | 370 | CFM | 2.68 | 5000 | H-VAV-ELE--400 | VAV Box | Electric | All | 400 | CFM | 20 | 2023-03-01 | 5 | C2 | CONF - LF2-5-221 |  | All | [5 empty] | 200 | 400 | 600 | 800 | 1000 | 1200 | 1500 | 2000 | 2400 | 3000 | 3600 | 4800 | 6000 | 7200
Terminal Unit VAV | LF2-VAV-513 | Sheetmetal | VAV Terminal | Air Purification Co. | Titus | DESV | 10-0R-D09683-010 | 810 | CFM | 0 | 5000 | H-VAV-NO--800 | VAV Box | No Heat | All | 800 | CFM | 20 | 2023-03-01 | 5 | C2 | OPEN OFFICE - LF2-5-230 |  | All | [5 empty] | 200 | 400 | 600 | 800 | 1000 | 1200 | 1500 | 2000 | 2400 | 3000 | 3600 | 4800 | 6000 | 7200
Terminal Unit VAV | LF2-VAV-514 | Sheetmetal | VAV Terminal | Air Purification Co. | Titus | DESV | 10-0R-D09683-011 | 770 | CFM | 0 | 5000 | H-VAV-NO--800 | VAV Box | No Heat | All | 800 | CFM | 20 | 2023-03-01 | 5 | C1 | STORAGE - LF2-5-032 |  | All | [5 empty] | 200 | 400 | 600 | 800 | 1000 | 1200 | 1500 | 2000 | 2400 | 3000 | 3600 | 4800 | 6000 | 7200
Terminal Unit VAV | LF2-VAV-515 | Sheetmetal | VAV Terminal | Air Purification Co. | Titus | DESV | 12-0R-D09684-006 | 1080 | CFM | 0 | 5000 | H-VAV-NO--1000 | VAV Box | No Heat | All | 1000 | CFM | 20 | 2023-03-01 | 5 | C2 | OPEN OFFICE - LF2-5-260 |  | All | [5 empty] | 200 | 400 | 600 | 800 | 1000 | 1200 | 1500 | 2000 | 2400 | 3000 | 3600 | 4800 | 6000 | 7200
Terminal Unit VAV | LF2-VAV-516 | Sheetmetal | VAV Terminal | Air Purification Co. | Titus | DESV | 10-0R-D09684-004 | 535 | CFM | 1.34 | 5000 | H-VAV-ELE--600 | VAV Box | Electric | All | 600 | CFM | 20 | 2023-03-01 | 5 | C2 | PANTRY - LF2-5-270 |  | All | [5 empty] | 200 | 400 | 600 | 800 | 1000 | 1200 | 1500 | 2000 | 2400 | 3000 | 3600 | 4800 | 6000 | 7200
Terminal Unit VAV | LF2-VAV-517 | Sheetmetal | VAV Terminal | Air Purification Co. | Titus | DESV | 10-0L-D09684-005 | 755 | CFM | 1.34 | 5000 | H-VAV-ELE--800 | VAV Box | Electric | All | 800 | CFM | 20 | 2023-03-01 | 5 | C2 | CONF - LF2-5-121 |  | All | [5 empty] | 200 | 400 | 600 | 800 | 1000 | 1200 | 1500 | 2000 | 2400 | 3000 | 3600 | 4800 | 6000 | 7200
Terminal Unit VAV | LF2-VAV-518 | Sheetmetal | VAV Terminal | Air Purification Co. | Titus | DESV | 08-0?-D09684-006 | 265 | CFM | 1.34 | 5000 | H-VAV-ELE--200 | VAV Box | Electric | All | 200 | CFM | 20 | 2023-03-01 | 5 | C1 | OFFICE - LF2-5-123 |  | All | [5 empty] | 200 | 400 | 600 | 800 | 1000 | 1200 | 1500 | 2000 | 2400 | 3000 | 3600 | 4800 | 6000 | 7200
Terminal Unit VAV | LF2-VAV-519 | Sheetmetal | VAV Terminal | Air Purification Co. | Titus | DESV | 08-0R-D09683-013 | 545 | CFM | 0 | 5000 | H-VAV-NO--600 | VAV Box | No Heat | All | 600 | CFM | 20 | 2023-03-01 | 5 | C1 | OFFICE - LF2-5-123 |  | All | [5 empty] | 200 | 400 | 600 | 800 | 1000 | 1200 | 1500 | 2000 | 2400 | 3000 | 3600 | 4800 | 6000 | 7200
Terminal Unit VAV | LF2-VAV-520 | Sheetmetal | VAV Terminal | Air Purification Co. | Titus | DESV | 08-0L-D09683-014 | 480 | CFM | 0 | 5000 | H-VAV-NO--400 | VAV Box | No Heat | All | 400 | CFM | 20 | 2023-03-01 | 5 | C2 | HALLWAY - LF2-5-010 |  | All | [5 empty] | 200 | 400 | 600 | 800 | 1000 | 1200 | 1500 | 2000 | 2400 | 3000 | 3600 | 4800 | 6000 | 7200
Terminal Unit VAV | LF2-VAV-521 | Sheetmetal | VAV Terminal | Air Purification Co. | Titus | DESV | 08-0L-D09683-015 | 600 | CFM | 0 | 5000 | H-VAV-NO--600 | VAV Box | No Heat | All | 600 | CFM | 20 | 2023-03-01 | 5 | C2 | OFFICE - LF2-5-251 |  | All | [5 empty] | 200 | 400 | 600 | 800 | 1000 | 1200 | 1500 | 2000 | 2400 | 3000 | 3600 | 4800 | 6000 | 7200
Terminal Unit VAV | LF2-VAV-L101 | Sheetmetal | VAV Terminal | Air Purification Co. | Titus | DESV | 16-0R-D46246-001 | 2670 | CFM | 25.46 | 5000 | H-VAV-ELE--2400 | VAV Box | Electric | All | 2400 | CFM | 20 | 2023-03-01 | 1 | C1.3 | RTG ADVANCED ENERGY - LF2-1-101 |  | All | [5 empty] | 200 | 400 | 600 | 800 | 1000 | 1200 | 1500 | 2000 | 2400 | 3000 | 3600 | 4800 | 6000 | 7200
Terminal Unit VAV | LF2-VAV-L102 | Sheetmetal | VAV Terminal | Air Purification Co. | Titus | DESV | 12-0R-D46246-002 | 1250 | CFM | 5.36 | 5000 | H-VAV-ELE--1200 | VAV Box | Electric | All | 1200 | CFM | 20 | 2023-03-01 | 1 | C1.3 | RELIABILITY CHAMBERS - LF2-1-104 |  | All | [5 empty] | 200 | 400 | 600 | 800 | 1000 | 1200 | 1500 | 2000 | 2400 | 3000 | 3600 | 4800 | 6000 | 7200
Terminal Unit VAV | LF2-VAV-L103 | Sheetmetal | VAV Terminal | Air Purification Co. | Titus | DESV | 12-0L-D46246-003 | 1170 | CFM | 9.38 | 5000 | H-VAV-ELE--1200 | VAV Box | Electric | All | 1200 | CFM | 20 | 2023-03-01 | 1 | C1.2 | RGI PACKAGING & STORAGE - LF2-1-107 |  | All | [5 empty] | 200 | 400 | 600 | 800 | 1000 | 1200 | 1500 | 2000 | 2400 | 3000 | 3600 | 4800 | 6000 | 7200
Terminal Unit VAV | LF2-VAV-L104 | Sheetmetal | VAV Terminal | Air Purification Co. | Titus | DESV | 14-0L-D46246-004 | 2180 | CFM | 12.06 | 5000 | H-VAV-ELE--2000 | VAV Box | Electric | All | 2000 | CFM | 20 | 2023-03-01 | 1 | C1.4 | EMC LAB - LF2-1-105 |  | All | [5 empty] | 200 | 400 | 600 | 800 | 1000 | 1200 | 1500 | 2000 | 2400 | 3000 | 3600 | 4800 | 6000 | 7200
Terminal Unit VAV | LF2-VAV-L105 | Sheetmetal | VAV Terminal | Air Purification Co. | Titus | DESV | 14-0L-D46246-005 | 1970 | CFM | 17.42 | 5000 | H-VAV-ELE--2000 | VAV Box | Electric | All | 2000 | CFM | 20 | 2023-03-01 | 1 | C2.1 | RGI OPEN LAB LF2-1-216 |  | All | [5 empty] | 200 | 400 | 600 | 800 | 1000 | 1200 | 1500 | 2000 | 2400 | 3000 | 3600 | 4800 | 6000 | 7200
Terminal Unit VAV | LF2-VAV-L106 | Sheetmetal | VAV Terminal | Air Purification Co. | Titus | DESV | 14-0L-D46246-006 | 2470 | CFM | 14.74 | 5000 | H-VAV-ELE--2400 | VAV Box | Electric | All | 2400 | CFM | 20 | 2023-03-01 | 1 | C2.1 | RGI OPEN LAB LF2-1-216 |  | All | [5 empty] | 200 | 400 | 600 | 800 | 1000 | 1200 | 1500 | 2000 | 2400 | 3000 | 3600 | 4800 | 6000 | 7200
Terminal Unit VAV | LF2-VAV-L107 | Sheetmetal | VAV Terminal | Air Purification Co. | Titus | DESV | 14-0L-D46246-007 | 1990 | CFM | 10.72 | 5000 | H-VAV-ELE--2000 | VAV Box | Electric | All | 2000 | CFM | 20 | 2023-03-01 | 1 | C2.1 | RGI OPEN LAB LF2-1-216 |  | All | [5 empty] | 200 | 400 | 600 | 800 | 1000 | 1200 | 1500 | 2000 | 2400 | 3000 | 3600 | 4800 | 6000 | 7200
Terminal Unit VAV | LF2-VAV-L108 | Sheetmetal | VAV Terminal | Air Purification Co. | Titus | DESV | 14-0L-D46246-008 | 1970 | CFM | 17.42 | 5000 | H-VAV-ELE--2000 | VAV Box | Electric | All | 2000 | CFM | 20 | 2023-03-01 | 1 | C2.1 | RGI OPEN LAB LF2-1-216 |  | All | [5 empty] | 200 | 400 | 600 | 800 | 1000 | 1200 | 1500 | 2000 | 2400 | 3000 | 3600 | 4800 | 6000 | 7200
Terminal Unit VAV | LF2-VAV-L109 | Sheetmetal | VAV Terminal | Air Purification Co. | Titus | DESV | 14-0R-D46246-009 | 1740 | CFM | 13.4 | 5000 | H-VAV-ELE--2000 | VAV Box | Electric | All | 2000 | CFM | 20 | 2023-03-01 | 1 | C2.2 | SI RETURN GOODS - LF2-1-215 |  | All | [5 empty] | 200 | 400 | 600 | 800 | 1000 | 1200 | 1500 | 2000 | 2400 | 3000 | 3600 | 4800 | 6000 | 7200
Terminal Unit VAV | LF2-VAV-L110 | Sheetmetal | VAV Terminal | Air Purification Co. | Titus | DESV | 12-0L-D46246-010 | 1160 | CFM | 5.36 | 5000 | H-VAV-ELE--1200 | VAV Box | Electric | All | 1200 | CFM | 20 | 2023-03-01 | 1 | C2.3 | CHAMBER ROOM - LF2-1-207 |  | All | [5 empty] | 200 | 400 | 600 | 800 | 1000 | 1200 | 1500 | 2000 | 2400 | 3000 | 3600 | 4800 | 6000 | 7200
Terminal Unit VAV | LF2-VAV-L111 | Sheetmetal | VAV Terminal | Air Purification Co. | Titus | DESV | 14-0R-D46246-011 | 2020 | CFM | 14.74 | 5000 | H-VAV-ELE--2000 | VAV Box | Electric | All | 2000 | CFM | 20 | 2023-03-01 | 1 | C2.3 | ADVANCED MEASUREMENTS LAB - LF2-1-208 |  | All | [5 empty] | 200 | 400 | 600 | 800 | 1000 | 1200 | 1500 | 2000 | 2400 | 3000 | 3600 | 4800 | 6000 | 7200
Terminal Unit VAV | LF2-VAV-L112 | Sheetmetal | VAV Terminal | Air Purification Co. | Titus | DESV | 14-0L-D46246-012 | 2030 | CFM | 14.74 | 5000 | H-VAV-ELE--2000 | VAV Box | Electric | All | 2000 | CFM | 20 | 2023-03-01 | 1 | C2.3 | ADVANCED MEASUREMENTS LAB - LF2-1-208 |  | All | [5 empty] | 200 | 400 | 600 | 800 | 1000 | 1200 | 1500 | 2000 | 2400 | 3000 | 3600 | 4800 | 6000 | 7200
Terminal Unit VAV | LF2-VAV-L113 | Sheetmetal | VAV Terminal | Air Purification Co. | Titus | DESV | 08-0R-D46246-013 | 500 | CFM | 2.68 | 5000 | H-VAV-ELE--600 | VAV Box | Electric | All | 600 | CFM | 20 | 2023-03-01 | 1 | C2.3 | V & V EQUIPMENT STAGING - LF2-1-209 |  | All | [5 empty] | 200 | 400 | 600 | 800 | 1000 | 1200 | 1500 | 2000 | 2400 | 3000 | 3600 | 4800 | 6000 | 7200
Terminal Unit VAV | LF2-VAV-L114 | Sheetmetal | VAV Terminal | Air Purification Co. | Titus | DESV | 12-0L-D46246-014 | 1000 | CFM | 4.02 | 5000 | H-VAV-ELE--1000 | VAV Box | Electric | All | 1000 | CFM | 20 | 2023-03-01 | 1 | C2.3 | V & V EQUIPMENT STAGING - LF2-1-209 |  | All | [5 empty] | 200 | 400 | 600 | 800 | 1000 | 1200 | 1500 | 2000 | 2400 | 3000 | 3600 | 4800 | 6000 | 7200
Terminal Unit VAV | LF2-VAV-L115 | Sheetmetal | VAV Terminal | Air Purification Co. | Titus | DESV | 10-0R-D46246-015 | 540 | CFM | 4.02 | 5000 | H-VAV-ELE--600 | VAV Box | Electric | All | 600 | CFM | 20 | 2023-03-01 | 1 | C2.3 | V & V EQUIPMENT STAGING - LF2-1-209 |  | All | [5 empty] | 200 | 400 | 600 | 800 | 1000 | 1200 | 1500 | 2000 | 2400 | 3000 | 3600 | 4800 | 6000 | 7200
Terminal Unit VAV | LF2-VAV-L116 | Sheetmetal | VAV Terminal | Air Purification Co. | Titus | DESV | 08-0L-D46246-013 | 450 | CFM | 4.02 | 5000 | H-VAV-ELE--400 | VAV Box | Electric | All | 400 | CFM | 20 | 2023-03-01 | 1 | C2.3 | V&V ACCURACY & MICROSCOPE LAB - LF2-1-205 |  | All | [5 empty] | 200 | 400 | 600 | 800 | 1000 | 1200 | 1500 | 2000 | 2400 | 3000 | 3600 | 4800 | 6000 | 7200
Terminal Unit VAV | LF2-VAV-L201 | Sheetmetal | VAV Terminal | Air Purification Co. | Titus | DESV | 14-0?-D24460-001 | 1890 | CFM | 14.74 | 5000 | H-VAV-ELE--2000 | VAV Box | Electric | All | 2000 | CFM | 20 | 2023-03-01 | 2 | C1 | SHARED INSTRUMENTS - LF2-2-101 |  | All | [5 empty] | 200 | 400 | 600 | 800 | 1000 | 1200 | 1500 | 2000 | 2400 | 3000 | 3600 | 4800 | 6000 | 7200
Terminal Unit VAV | LF2-VAV-L202 | Sheetmetal | VAV Terminal | Air Purification Co. | Titus | DESV | 14-0?-D24460-002 | 2050 | CFM | 8.04 | 5000 | H-VAV-ELE--2000 | VAV Box | Electric | All | 2000 | CFM | 20 | 2023-03-01 | 2 | C1.3 | SHARED INSTRUMENTS - LF2-2-101 |  | All | [5 empty] | 200 | 400 | 600 | 800 | 1000 | 1200 | 1500 | 2000 | 2400 | 3000 | 3600 | 4800 | 6000 | 7200
Terminal Unit VAV | LF2-VAV-L203 | Sheetmetal | VAV Terminal | Air Purification Co. | Titus | DESV | 14-0?-D24460-003 | 2050 | CFM | 13.4 | 5000 | H-VAV-ELE--2000 | VAV Box | Electric | All | 2000 | CFM | 20 | 2023-03-01 | 2 | C1.3 | SHARED INSTRUMENTS - LF2-2-101 |  | All | [5 empty] | 200 | 400 | 600 | 800 | 1000 | 1200 | 1500 | 2000 | 2400 | 3000 | 3600 | 4800 | 6000 | 7200
Terminal Unit VAV | LF2-VAV-L204 | Sheetmetal | VAV Terminal | Air Purification Co. | Titus | DESV | 14-0?-D24460-004 | 2050 | CFM | 13.4 | 5000 | H-VAV-ELE--2000 | VAV Box | Electric | All | 2000 | CFM | 20 | 2023-03-01 | 2 | C2 | SHARED INSTRUMENTS - LF2-2-101 |  | All | [5 empty] | 200 | 400 | 600 | 800 | 1000 | 1200 | 1500 | 2000 | 2400 | 3000 | 3600 | 4800 | 6000 | 7200
Terminal Unit VAV | LF2-VAV-L205 | Sheetmetal | VAV Terminal | Air Purification Co. | Titus | DESV | 14-0?-D24460-005 | 2050 | CFM | 8.04 | 5000 | H-VAV-ELE--2000 | VAV Box | Electric | All | 2000 | CFM | 20 | 2023-03-01 | 2 | C2 | SHARED INSTRUMENTS - LF2-2-101 |  | All | [5 empty] | 200 | 400 | 600 | 800 | 1000 | 1200 | 1500 | 2000 | 2400 | 3000 | 3600 | 4800 | 6000 | 7200
Terminal Unit VAV | LF2-VAV-L206 | Sheetmetal | VAV Terminal | Air Purification Co. | Titus | DESV | 14-0?-D24460-006 | 2050 | CFM | 8.04 | 5000 | H-VAV-ELE--2000 | VAV Box | Electric | All | 2000 | CFM | 20 | 2023-03-01 | 2 | C2 | SHARED INSTRUMENTS - LF2-2-101 |  | All | [5 empty] | 200 | 400 | 600 | 800 | 1000 | 1200 | 1500 | 2000 | 2400 | 3000 | 3600 | 4800 | 6000 | 7200
Terminal Unit VAV | LF2-VAV-L207 | Sheetmetal | VAV Terminal | Air Purification Co. | Titus | DESV | 14-0?-D24460-007 | 2150 | CFM | 14.74 | 5000 | H-VAV-ELE--2000 | VAV Box | Electric | All | 2000 | CFM | 20 | 2023-03-01 | 2 | C2 | SHARED INSTRUMENTS - LF2-2-101 |  | All | [5 empty] | 200 | 400 | 600 | 800 | 1000 | 1200 | 1500 | 2000 | 2400 | 3000 | 3600 | 4800 | 6000 | 7200
Terminal Unit VAV | LF2-VAV-L208 | Sheetmetal | VAV Terminal | Air Purification Co. | Titus | DESV | 14-0?-D24460-008 | 1880 | CFM | 6.7 | 5000 | H-VAV-ELE--2000 | VAV Box | Electric | All | 2000 | CFM | 20 | 2023-03-01 | 2 | C2 | SHARED INSTRUMENTS - LF2-2-101 |  | All | [5 empty] | 200 | 400 | 600 | 800 | 1000 | 1200 | 1500 | 2000 | 2400 | 3000 | 3600 | 4800 | 6000 | 7200
Terminal Unit VAV | LF2-VAV-L209 | Sheetmetal | VAV Terminal | Air Purification Co. | Titus | DESV | 14-0R-D24460-009 | 2050 | CFM | 13.4 | 5000 | H-VAV-ELE--2000 | VAV Box | Electric | All | 2000 | CFM | 20 | 2023-03-01 | 2 | C2 | SHARED INSTRUMENTS - LF2-2-101 |  | All | [5 empty] | 200 | 400 | 600 | 800 | 1000 | 1200 | 1500 | 2000 | 2400 | 3000 | 3600 | 4800 | 6000 | 7200
Terminal Unit VAV | LF2-VAV-L210 | Sheetmetal | VAV Terminal | Air Purification Co. | Titus | DESV | 12-0R-D24460-010 | 1480 | CFM | 10.72 | 5000 | H-VAV-ELE--1500 | VAV Box | Electric | All | 1500 | CFM | 20 | 2023-03-01 | 2 | C1 | TISSUE & ABLATION - LF2-2-120 |  | All | [5 empty] | 200 | 400 | 600 | 800 | 1000 | 1200 | 1500 | 2000 | 2400 | 3000 | 3600 | 4800 | 6000 | 7200
Terminal Unit VAV | LF2-VAV-L211 | Sheetmetal | VAV Terminal | Air Purification Co. | Titus | DESV | 12-0R-D24460-011 | 1500 | CFM | 10.72 | 5000 | H-VAV-ELE--1500 | VAV Box | Electric | All | 1500 | CFM | 20 | 2023-03-01 | 2 | C1 | TISSUE & ABLATION - LF2-2-120 |  | All | [5 empty] | 200 | 400 | 600 | 800 | 1000 | 1200 | 1500 | 2000 | 2400 | 3000 | 3600 | 4800 | 6000 | 7200
Terminal Unit VAV | LF2-VAV-L212 | Sheetmetal | VAV Terminal | Air Purification Co. | Titus | DESV | 10-0R-D24460-012 | 915 | CFM | 6.7 | 5000 | H-VAV-ELE--1000 | VAV Box | Electric | All | 1000 | CFM | 20 | 2023-03-01 | 2 | C1 | TISSUE & ABLATION - LF2-2-120 |  | All | [5 empty] | 200 | 400 | 600 | 800 | 1000 | 1200 | 1500 | 2000 | 2400 | 3000 | 3600 | 4800 | 6000 | 7200
Terminal Unit VAV | LF2-VAV-L213 | Sheetmetal | VAV Terminal | Air Purification Co. | Titus | DESV | 10-0R-D24460-013 | 915 | CFM | 12.06 | 5000 | H-VAV-ELE--1000 | VAV Box | Electric | All | 1000 | CFM | 20 | 2023-03-01 | 2 | C1 | TISSUE & ABLATION - LF2-2-120 |  | All | [5 empty] | 200 | 400 | 600 | 800 | 1000 | 1200 | 1500 | 2000 | 2400 | 3000 | 3600 | 4800 | 6000 | 7200
Terminal Unit VAV | LF2-VAV-L214 | Sheetmetal | VAV Terminal | Air Purification Co. | Titus | DESV | 10-0R-D24460-014 | 710 | CFM | 5.36 | 5000 | H-VAV-ELE--800 | VAV Box | Electric | All | 800 | CFM | 20 | 2023-03-01 | 2 | C1 | RO/DI & CCA ROOM - LF2-2-137 |  | All | [5 empty] | 200 | 400 | 600 | 800 | 1000 | 1200 | 1500 | 2000 | 2400 | 3000 | 3600 | 4800 | 6000 | 7200
Terminal Unit VAV | LF2-VAV-L215 | Sheetmetal | VAV Terminal | Air Purification Co. | Titus | DESV | 12-0R-D24460-015 | 1480 | CFM | 17.42 | 5000 | H-VAV-ELE--1500 | VAV Box | Electric | All | 1500 | CFM | 20 | 2023-03-01 | 2 | C2 | STERILIZATION - LF2-2-138 |  | All | [5 empty] | 200 | 400 | 600 | 800 | 1000 | 1200 | 1500 | 2000 | 2400 | 3000 | 3600 | 4800 | 6000 | 7200
Terminal Unit VAV | LF2-VAV-L216 | Sheetmetal | VAV Terminal | Air Purification Co. | Titus | DESV | 12-0R-D24460-016 | 1560 | CFM | 18.76 | 5000 | H-VAV-ELE--1500 | VAV Box | Electric | All | 1500 | CFM | 20 | 2023-03-01 | 2 | C2 | METROLOGY - LF2-2-214 |  | All | [5 empty] | 200 | 400 | 600 | 800 | 1000 | 1200 | 1500 | 2000 | 2400 | 3000 | 3600 | 4800 | 6000 | 7200
Terminal Unit VAV | LF2-VAV-L217 | Sheetmetal | VAV Terminal | Air Purification Co. | Titus | DESV | 12-0R-D24460-017 | 1230 | CFM | 8.04 | 5000 | H-VAV-ELE--1200 | VAV Box | Electric | All | 1200 | CFM | 20 | 2023-03-01 | 2 | C2 | 3D PRINTERS - LF2-2-212 |  | All | [5 empty] | 200 | 400 | 600 | 800 | 1000 | 1200 | 1500 | 2000 | 2400 | 3000 | 3600 | 4800 | 6000 | 7200
Terminal Unit VAV | LF2-VAV-L218 | Sheetmetal | VAV Terminal | Air Purification Co. | Titus | DESV | 14-0R-D24460-018 | 2130 | CFM | 18.76 | 5000 | H-VAV-ELE--2000 | VAV Box | Electric | All | 2000 | CFM | 20 | 2023-03-01 | 2 | C2 | AME FUTURE LAB - LF2-2-211 |  | All | [5 empty] | 200 | 400 | 600 | 800 | 1000 | 1200 | 1500 | 2000 | 2400 | 3000 | 3600 | 4800 | 6000 | 7200
Terminal Unit VAV | LF2-VAV-L219 | Sheetmetal | VAV Terminal | Air Purification Co. | Titus | DESV | 10-0R-D24460-019 | 770 | CFM | 6.7 | 5000 | H-VAV-ELE--800 | VAV Box | Electric | All | 800 | CFM | 20 | 2023-03-01 | 2 | C2 | RTG ADVANCED DEVELOPMENT - LF2-2-216 |  | All | [5 empty] | 200 | 400 | 600 | 800 | 1000 | 1200 | 1500 | 2000 | 2400 | 3000 | 3600 | 4800 | 6000 | 7200
Terminal Unit VAV | LF2-VAV-L220 | Sheetmetal | VAV Terminal | Air Purification Co. | Titus | DESV | 12-0R-D24460-020 | 1020 | CFM | 9.38 | 5000 | H-VAV-ELE--1000 | VAV Box | Electric | All | 1000 | CFM | 20 | 2023-03-01 | 2 | C2 | SOFTWARE QA LAB - LF2-2-209 |  | All | [5 empty] | 200 | 400 | 600 | 800 | 1000 | 1200 | 1500 | 2000 | 2400 | 3000 | 3600 | 4800 | 6000 | 7200
Terminal Unit VAV | LF2-VAV-L221 | Sheetmetal | VAV Terminal | Air Purification Co. | Titus | DESV | 08-0L-D24460-021 | 620 | CFM | 6.7 | 5000 | H-VAV-ELE--600 | VAV Box | Electric | All | 600 | CFM | 20 | 2023-03-01 | 2 | C2 | MICROSCOPE ROOM - LF2-2-208 |  | All | [5 empty] | 200 | 400 | 600 | 800 | 1000 | 1200 | 1500 | 2000 | 2400 | 3000 | 3600 | 4800 | 6000 | 7200
Terminal Unit VAV | LF2-VAV-L222 | Sheetmetal | VAV Terminal | Air Purification Co. | Titus | DESV | 08-0L-D24460-022 | 520 | CFM | 4.02 | 5000 | H-VAV-ELE--600 | VAV Box | Electric | All | 600 | CFM | 20 | 2023-03-01 | 2 | D - SOUTH CONNECTOR | MICROBIOLOGY LAB - LF2-2-308 |  | All | [5 empty] | 200 | 400 | 600 | 800 | 1000 | 1200 | 1500 | 2000 | 2400 | 3000 | 3600 | 4800 | 6000 | 7200
Terminal Unit VAV | LF2-VAV-L223 | Sheetmetal | VAV Terminal | Air Purification Co. | Titus | DESV | 10-0R-D24460-023 | 820 | CFM | 5.36 | 5000 | H-VAV-ELE--800 | VAV Box | Electric | All | 800 | CFM | 20 | 2023-03-01 | 2 | D - SOUTH CONNECTOR | MICROBIOLOGY LAB - LF2-2-308 |  | All | [5 empty] | 200 | 400 | 600 | 800 | 1000 | 1200 | 1500 | 2000 | 2400 | 3000 | 3600 | 4800 | 6000 | 7200
Terminal Unit VAV | LF2-VAV-L224 | Sheetmetal | VAV Terminal | Air Purification Co. | Titus | DESV | 08-0L-D24460-024 | 560 | CFM | 4.02 | 5000 | H-VAV-ELE--600 | VAV Box | Electric | All | 600 | CFM | 20 | 2023-03-01 | 2 | D - SOUTH CONNECTOR | MICROBIOLOGY LAB - LF2-2-308 |  | All | [5 empty] | 200 | 400 | 600 | 800 | 1000 | 1200 | 1500 | 2000 | 2400 | 3000 | 3600 | 4800 | 6000 | 7200
Terminal Unit VAV | LF2-VAV-L225 | Sheetmetal | VAV Terminal | Air Purification Co. | Titus | DESV | 08-0L-D24460-025 | 390 | CFM | 2.68 | 5000 | H-VAV-ELE--400 | VAV Box | Electric | All | 400 | CFM | 20 | 2023-03-01 | 2 | D - SOUTH CONNECTOR | LASER LAB - LF2-2-315 |  | All | [5 empty] | 200 | 400 | 600 | 800 | 1000 | 1200 | 1500 | 2000 | 2400 | 3000 | 3600 | 4800 | 6000 | 7200
Terminal Unit VAV | LF2-VAV-L226 | Sheetmetal | VAV Terminal | Air Purification Co. | Titus | DESV | 12-0R-D24460-026 | 1310 | CFM | 16.08 | 5000 | H-VAV-ELE--1200 | VAV Box | Electric | All | 1200 | CFM | 20 | 2023-03-01 | 2 | D - SOUTH CONNECTOR | MATERIALS LAB - LF2-2-314 |  | All | [5 empty] | 200 | 400 | 600 | 800 | 1000 | 1200 | 1500 | 2000 | 2400 | 3000 | 3600 | 4800 | 6000 | 7200
Terminal Unit VAV | LF2-VAV-L227 | Sheetmetal | VAV Terminal | Air Purification Co. | Titus | DESV | 08-0L-D24460-027 | 450 | CFM | 4.02 | 5000 | H-VAV-ELE--400 | VAV Box | Electric | All | 400 | CFM | 20 | 2023-03-01 | 2 | C2 | ALARM TESTING/TEST AUTO LAB - LF2-2-215 |  | All | [5 empty] | 200 | 400 | 600 | 800 | 1000 | 1200 | 1500 | 2000 | 2400 | 3000 | 3600 | 4800 | 6000 | 7200
Terminal Unit VAV | LF2-VAV-L228 | Sheetmetal | VAV Terminal | Air Purification Co. | Titus | DESV | 10-0R-D24460-028 | 700 | CFM | 5.36 | 5000 | H-VAV-ELE--800 | VAV Box | Electric | All | 800 | CFM | 20 | 2023-03-01 | 2 | B - NORTH CONNECTOR | WASHROOM LF2-2-223 |  | All | [5 empty] | 200 | 400 | 600 | 800 | 1000 | 1200 | 1500 | 2000 | 2400 | 3000 | 3600 | 4800 | 6000 | 7200
Terminal Unit VAV | LF2-VAV-L229 | Sheetmetal | VAV Terminal | Air Purification Co. | Titus | DESV | 08-0R-D24460-029 | 500 | CFM | 6.7 | 5000 | H-VAV-ELE--600 | VAV Box | Electric | All | 600 | CFM | 20 | 2023-03-01 | 2 | B - NORTH CONNECTOR | WOMEN CHANGING ROOM - LF2-2-412 |  | All | [5 empty] | 200 | 400 | 600 | 800 | 1000 | 1200 | 1500 | 2000 | 2400 | 3000 | 3600 | 4800 | 6000 | 7200
Terminal Unit VAV | LF2-VAV-L230 | Sheetmetal | VAV Terminal | Air Purification Co. | Titus | DESV | 10-0R-D24460-030 | 550 | CFM | 6.7 | 5000 | H-VAV-ELE--600 | VAV Box | Electric | All | 600 | CFM | 20 | 2023-03-01 | 2 | B - NORTH CONNECTOR | MEN CHANGING ROOM - LF2-2-411 |  | All | [5 empty] | 200 | 400 | 600 | 800 | 1000 | 1200 | 1500 | 2000 | 2400 | 3000 | 3600 | 4800 | 6000 | 7200
Terminal Unit VAV | LF2-VAV-L231 | Sheetmetal | VAV Terminal | Air Purification Co. | Titus | DESV | 08-0R-D24460-031 | 460 | CFM | 2.68 | 5000 | H-VAV-ELE--400 | VAV Box | Electric | All | 400 | CFM | 20 | 2023-03-01 | 2 | B - NORTH CONNECTOR | LOUNGE - LF2-2-400 |  | All | [5 empty] | 200 | 400 | 600 | 800 | 1000 | 1200 | 1500 | 2000 | 2400 | 3000 | 3600 | 4800 | 6000 | 7200
Terminal Unit VAV | LF2-VAV-L232 | Sheetmetal | VAV Terminal | Air Purification Co. | Titus | DESV | 08-0R-D24460-032 | 260 | CFM | 1.34 | 5000 | H-VAV-ELE--200 | VAV Box | Electric | All | 200 | CFM | 20 | 2023-03-01 | 2 | B - NORTH CONNECTOR | LOUNGE - LF2-2-400 |  | All | [5 empty] | 200 | 400 | 600 | 800 | 1000 | 1200 | 1500 | 2000 | 2400 | 3000 | 3600 | 4800 | 6000 | 7200
Terminal Unit VAV | LF2-VAV-L233 | Sheetmetal | VAV Terminal | Air Purification Co. | Titus | DESV | 12-0L-D24460-033 | 1260 | CFM | 6.7 | 5000 | H-VAV-ELE--1200 | VAV Box | Electric | All | 1200 | CFM | 20 | 2023-03-01 | 2 | B - NORTH CONNECTOR | STORAGE - LF2-2-422 |  | All | [5 empty] | 200 | 400 | 600 | 800 | 1000 | 1200 | 1500 | 2000 | 2400 | 3000 | 3600 | 4800 | 6000 | 7200
Terminal Unit VAV | LF2-VAV-L234 | Sheetmetal | VAV Terminal | Air Purification Co. | Titus | DESV | 12-0R-D24460-034 | 1260 | CFM | 6.7 | 5000 | H-VAV-ELE--1200 | VAV Box | Electric | All | 1200 | CFM | 20 | 2023-03-01 | 2 | B - NORTH CONNECTOR | STORAGE - LF2-2-422 |  | All | [5 empty] | 200 | 400 | 600 | 800 | 1000 | 1200 | 1500 | 2000 | 2400 | 3000 | 3600 | 4800 | 6000 | 7200
Terminal Unit VAV | LF2-VAV-L235 | Sheetmetal | VAV Terminal | Air Purification Co. | Titus | DESV | 12-0R-D24460-035 | 1360 | CFM | 6.7 | 5000 | H-VAV-ELE--1500 | VAV Box | Electric | All | 1500 | CFM | 20 | 2023-03-01 | 2 | B - NORTH CONNECTOR | STORAGE - LF2-2-422 |  | All | [5 empty] | 200 | 400 | 600 | 800 | 1000 | 1200 | 1500 | 2000 | 2400 | 3000 | 3600 | 4800 | 6000 | 7200
Terminal Unit VAV | LF2-VAV-L236 | Sheetmetal | VAV Terminal | Air Purification Co. | Titus | DESV | 10-0L-D24460-036 | 550 | CFM | 8.04 | 5000 | H-VAV-ELE--600 | VAV Box | Electric | All | 600 | CFM | 20 | 2023-03-01 | 2 | B - NORTH CONNECTOR | STORAGE - LF2-2-422 |  | All | [5 empty] | 200 | 400 | 600 | 800 | 1000 | 1200 | 1500 | 2000 | 2400 | 3000 | 3600 | 4800 | 6000 | 7200
Terminal Unit VAV | LF2-VAV-L237 | Sheetmetal | VAV Terminal | Air Purification Co. | Titus | DESV | 14-0L-D24460-037 | 2150 | CFM | 16.08 | 5000 | H-VAV-ELE--2000 | VAV Box | Electric | All | 2000 | CFM | 20 | 2023-03-01 | 2 | B - NORTH CONNECTOR | WOMEN CHANGING ROOM - LF2-2-412 |  | All | [5 empty] | 200 | 400 | 600 | 800 | 1000 | 1200 | 1500 | 2000 | 2400 | 3000 | 3600 | 4800 | 6000 | 7200
Terminal Unit VAV | LF2-VAV-L238 | Sheetmetal | VAV Terminal | Air Purification Co. | Titus | DESV | 12-0L-D24460-038 | 1450 | CFM | 8.04 | 5000 | H-VAV-ELE--1500 | VAV Box | Electric | All | 1500 | CFM | 20 | 2023-03-01 | 2 | B - NORTH CONNECTOR | MEN CHANGING ROOM - LF2-2-411 |  | All | [5 empty] | 200 | 400 | 600 | 800 | 1000 | 1200 | 1500 | 2000 | 2400 | 3000 | 3600 | 4800 | 6000 | 7200
Terminal Unit VAV | LF2-VAV-L239 | Sheetmetal | VAV Terminal | Air Purification Co. | Titus | DESV | 10-0L-D24460-039 | 630 | CFM | 5.36 | 5000 | H-VAV-ELE--600 | VAV Box | Electric | All | 600 | CFM | 20 | 2023-03-01 | 2 | B - NORTH CONNECTOR | LOUNGE - LF2-2-400 |  | All | [5 empty] | 200 | 400 | 600 | 800 | 1000 | 1200 | 1500 | 2000 | 2400 | 3000 | 3600 | 4800 | 6000 | 7200
Terminal Unit VAV | LF2-VAV-L240 | Sheetmetal | VAV Terminal | Air Purification Co. | Titus | DESV | 08-0R-D24460-040 | 500 | CFM | 2.68 | 5000 | H-VAV-ELE--600 | VAV Box | Electric | All | 600 | CFM | 20 | 2023-03-01 | 2 | C1.2 | HALLWAY - LF2-2-100 |  | All | [5 empty] | 200 | 400 | 600 | 800 | 1000 | 1200 | 1500 | 2000 | 2400 | 3000 | 3600 | 4800 | 6000 | 7200
Unit Heater (13) | LF1-UH-106 | Sheetmetal | Unit Heaters, Hydronic | Air Purification Co. | Titus | [5 empty] | 2000 | NO ID | [6 empty] | 2023-03-01 | 1 | A1 | LOADING - LF1-1-137
VRF Condensing Unit | LF1-CU-R01 | Sheetmetal | Split Systems Air Cooled Condensing Unit | Air Purification Co. | Mitsubishi | TUHYE1924AN40AN | 1YP0003550T841 | 16 | TONS | 27.6116 | 6000 | H-CU-AIR-DX-10 | Condensing Unit | Air Cooled | Direct Expansion | 10 | TONS | 20 | 2023-03-01 | 6 | B1 | ROOF |  | Direct Expansion | Reciprocating |  |  |  |  | 2 | 5 | 10 | 25 | 50
VRF Condensing Unit | LF1-CU-R02-MOD-1 | Sheetmetal | Split Systems Air Cooled Condensing Unit | Air Purification Co. | Mitsubishi | TUHYE0964AN40AN | 17P0004750T83S | 8 | TONS | 12.4698 | 6000 | H-CU-AIR-DX-10 | Condensing Unit | Air Cooled | Direct Expansion | 10 | TONS | 20 | 2023-03-01 | 6 | B1 | ROOF |  | Direct Expansion | Reciprocating |  |  |  |  | 2 | 5 | 10 | 25 | 50
VRF Condensing Unit | LF1-CU-R02-MOD-2 | Sheetmetal | Split Systems Air Cooled Condensing Unit | Air Purification Co. | Mitsubishi | TUHYE0964AN40AN | 18P0005450T83S | 8 | TONS | 12.4698 | 6000 | H-CU-AIR-DX-10 | Condensing Unit | Air Cooled | Direct Expansion | 10 | TONS | 20 | 2023-03-01 | 6 | B1 | ROOF |  | Direct Expansion | Reciprocating |  |  |  |  | 2 | 5 | 10 | 25 | 50
VRF Condensing Unit | LF1-CU-R02-MOD-3 | Sheetmetal | Split Systems Air Cooled Condensing Unit | Air Purification Co. | Mitsubishi | TUHYE0724AN40AN | 19P0003150T83Q | 6 | TONS | 8.907 | 6000 | H-CU-AIR-DX-5 | Condensing Unit | Air Cooled | Direct Expansion | 5 | TONS | 20 | 2023-03-01 | 6 | B1 | ROOF |  | Direct Expansion | Reciprocating |  |  |  |  | 2 | 5 | 10 | 25 | 50
VRF Condensing Unit | LF1-CU-R03 | Sheetmetal | Split Systems Air Cooled Condensing Unit | Air Purification Co. | Mitsubishi | TUHYE1204AN40AN | 1XP0006050T83U | 10 | TONS | 17.814 | 6000 | H-CU-AIR-DX-10 | Condensing Unit | Air Cooled | Direct Expansion | 10 | TONS | 20 | 2023-03-01 | 6 | B1 | ROOF |  | Direct Expansion | Reciprocating |  |  |  |  | 2 | 5 | 10 | 25 | 50
VRF Condensing Unit | LF2-CU-R01-MOD-1 | Sheetmetal | Split Systems Air Cooled Condensing Unit | Air Purification Co. | Mitsubishi | TUHYE1444AN40AN | 1XP0002850T83W | 12 | TONS | 10.6884 | 6000 | H-CU-AIR-DX-10 | Condensing Unit | Air Cooled | Direct Expansion | 10 | TONS | 20 | 2023-03-01 | 6 | C1 | ROOF |  | Direct Expansion | Reciprocating |  |  |  |  | 2 | 5 | 10 | 25 | 50
VRF Condensing Unit | LF2-CU-R01-MOD-2 | Sheetmetal | Split Systems Air Cooled Condensing Unit | Air Purification Co. | Mitsubishi | TUHYE1204AN40AN | 1XP0006150T83U | 10 | TONS | 17.814 | 6000 | H-CU-AIR-DX-10 | Condensing Unit | Air Cooled | Direct Expansion | 10 | TONS | 20 | 2023-03-01 | 6 | C1 | ROOF |  | Direct Expansion | Reciprocating |  |  |  |  | 2 | 5 | 10 | 25 | 50
VRF Condensing Unit | LF2-CU-R01-MOD-3 | Sheetmetal | Split Systems Air Cooled Condensing Unit | Air Purification Co. | Mitsubishi | TUHYE1204AN40AN | 1ZP0008250T83U | 10 | TONS | 17.814 | 6000 | H-CU-AIR-DX-10 | Condensing Unit | Air Cooled | Direct Expansion | 10 | TONS | 20 | 2023-03-01 | 6 | C1 | ROOF |  | Direct Expansion | Reciprocating |  |  |  |  | 2 | 5 | 10 | 25 | 50
VRF Condensing Unit | LF2-CU-R02-MOD-1 | Sheetmetal | Split Systems Air Cooled Condensing Unit | Air Purification Co. | Mitsubishi | TUHYE1204AN40AN | 1ZP0007950T83U | 10 | TONS | 17.814 | 6000 | H-CU-AIR-DX-10 | Condensing Unit | Air Cooled | Direct Expansion | 10 | TONS | 20 | 2023-03-01 | 6 | C1 | ROOF |  | Direct Expansion | Reciprocating |  |  |  |  | 2 | 5 | 10 | 25 | 50
VRF Condensing Unit | LF2-CU-R02-MOD-2 | Sheetmetal | Split Systems Air Cooled Condensing Unit | Air Purification Co. | Mitsubishi | TUHYE1204AN40AN | 1ZP0007750T83U | 10 | TONS | 17.814 | 6000 | H-CU-AIR-DX-10 | Condensing Unit | Air Cooled | Direct Expansion | 10 | TONS | 20 | 2023-03-01 | 6 | C1 | ROOF |  | Direct Expansion | Reciprocating |  |  |  |  | 2 | 5 | 10 | 25 | 50
VRF Condensing Unit | LF2-CU-R03-MOD-1 | Sheetmetal | Split Systems Air Cooled Condensing Unit | Air Purification Co. | Mitsubishi | TUHYE1204AN40AN | 1ZP0007550T83U | 10 | TONS | 17.814 | 6000 | H-CU-AIR-DX-10 | Condensing Unit | Air Cooled | Direct Expansion | 10 | TONS | 20 | 2023-03-01 | 6 | C2 | ROOF |  | Direct Expansion | Reciprocating |  |  |  |  | 2 | 5 | 10 | 25 | 50
VRF Condensing Unit | LF2-CU-R03-MOD-2 | Sheetmetal | Split Systems Air Cooled Condensing Unit | Air Purification Co. | Mitsubishi | TUHYE0964AN40AN | 18P0005750T83S | 8 | TONS | 12.4698 | 6000 | H-CU-AIR-DX-10 | Condensing Unit | Air Cooled | Direct Expansion | 10 | TONS | 20 | 2023-03-01 | 6 | C2 | ROOF |  | Direct Expansion | Reciprocating |  |  |  |  | 2 | 5 | 10 | 25 | 50
VRF Condensing Unit | LF2-CU-R03-MOD-3 | Sheetmetal | Split Systems Air Cooled Condensing Unit | Air Purification Co. | Mitsubishi | TUHYE0724AN40AN | 19P0003250T83Q | 6 | TONS | 8.907 | 6000 | H-CU-AIR-DX-5 | Condensing Unit | Air Cooled | Direct Expansion | 5 | TONS | 20 | 2023-03-01 | 6 | C2 | ROOF |  | Direct Expansion | Reciprocating |  |  |  |  | 2 | 5 | 10 | 25 | 50
VRF Condensing Unit | LF2-CU-R04 | Sheetmetal | Split Systems Air Cooled Condensing Unit | Air Purification Co. | Mitsubishi | TRUYA0361KA70NA | 1YU014147H1D34 | 3 | TONS | 5.9228 | 6000 | H-CU-AIR-DX-2 | Condensing Unit | Air Cooled | Direct Expansion | 2 | TONS | 20 | 2023-03-01 | 4 | D - SOUTH CONNECTOR | ROOF |  | Direct Expansion | Reciprocating |  |  |  |  | 2 | 5 | 10 | 25 | 50
VRF Condensing Unit | LF2-CU-R05 | Sheetmetal | Split Systems Air Cooled Condensing Unit | Air Purification Co. | Mitsubishi | TRUYA0421KA70NA | 11U001987H1E30 | 3.5 | TONS | 5.9228 | 6000 | H-CU-AIR-DX-5 | Condensing Unit | Air Cooled | Direct Expansion | 5 | TONS | 20 | 2023-03-01 | 6 | C1 | ROOF |  | Direct Expansion | Reciprocating |  |  |  |  | 2 | 5 | 10 | 25 | 50
VRF Condensing Unit | LF2-CU-R06 | Sheetmetal | Split Systems Air Cooled Condensing Unit | Air Purification Co. | Mitsubishi | TUHYE2164AN40AN | 16W000157GFHH3 | 18 | TONS | 30.2837 | 6000 | H-CU-AIR-DX-25 | Condensing Unit | Air Cooled | Direct Expansion | 25 | TONS | 20 | 2023-03-01 | 6 | C1 | ROOF |  | Direct Expansion | Reciprocating |  |  |  |  | 2 | 5 | 10 | 25 | 50
VRF Condensing Unit | LF2-CU-R07 | Sheetmetal | Split Systems Air Cooled Condensing Unit | Air Purification Co. | Mitsubishi | TRUZH0241HA10NA | 1ZU001907H1L90 | 2 | TONS | 4.5013 | 6000 | H-CU-AIR-DX-2 | Condensing Unit | Air Cooled | Direct Expansion | 2 | TONS | 20 | 2023-03-01 | 6 | C1 | ROOF |  | Direct Expansion | Reciprocating |  |  |  |  | 2 | 5 | 10 | 25 | 50
VRF Condensing Unit | LF2-CU-R08 | Sheetmetal | Split Systems Air Cooled Condensing Unit | Air Purification Co. | Mitsubishi | TUMYP0601AK43NA | 1XU0142477SS12 | 5 | TONS | 8.907 | 6000 | H-CU-AIR-DX-5 | Condensing Unit | Air Cooled | Direct Expansion | 5 | TONS | 20 | 2023-03-01 | 4 | B - NORTH CONNECTOR | ROOF |  | Direct Expansion | Reciprocating |  |  |  |  | 2 | 5 | 10 | 25 | 50
VRF Condensing Unit | LF2-CU-R09 | Sheetmetal | Split Systems Air Cooled Condensing Unit | Air Purification Co. | Mitsubishi | TUHYE0724AN40AN |  | 6 | TONS | 8.907 | 6000 | H-CU-AIR-DX-5 | Condensing Unit | Air Cooled | Direct Expansion | 5 | TONS | 20 | 2023-03-01 | 1 | C1 | EQUIPMENT YARD |  | Direct Expansion | Reciprocating |  |  |  |  | 2 | 5 | 10 | 25 | 50
VRF Split System | LF1-PAC-101 | Sheetmetal | Fan Coil A/C, Duct Mnt, Two Pipe | Air Purification Co. | Mitsubishi | TPCFYP036KM140B | 13M0000465TKC3 | 3 | TONS | 0.30603 | 6000 | H-FCU-DX-CLG-1000 | Fan Coil Unit | Direct Expansion | Ceiling Mounted | 1000 | CFM | 15 | 2023-03-01 | 1 | A1 | MAIN ELEC - 113A |  | Ceiling Mounted | Floor Mounted |  |  |  |  | 1000 | 2000
VRF Split System | LF1-PAC-102 | Sheetmetal | Fan Coil A/C, Duct Mnt, Two Pipe | Air Purification Co. | Mitsubishi | TPEFYP096MH140A | 19W010417GEHB5 | 8 | TONS | 2.057 | 6000 | H-FCU-DX-CLG-2000 | Fan Coil Unit | Direct Expansion | Ceiling Mounted | 2000 | CFM | 15 | 2023-03-01 | 1 | A1 | MSR/MDF/IDF/COMBO - 110A |  | Ceiling Mounted | Floor Mounted |  |  |  |  | 1000 | 2000
VRF Split System | LF1-PAC-103 | Sheetmetal | Fan Coil A/C, Duct Mnt, Two Pipe | Air Purification Co. | Mitsubishi | TPEFYP096MH140A | 19W010407GEHB5 | 8 | TONS | 2.057 | 6000 | H-FCU-DX-CLG-2000 | Fan Coil Unit | Direct Expansion | Ceiling Mounted | 2000 | CFM | 15 | 2023-03-01 | 1 | A1 | MSR/MDF/IDF/COMBO - 110A |  | Ceiling Mounted | Floor Mounted |  |  |  |  | 1000 | 2000
VRF Split System | LF1-PAC-104 | Sheetmetal | Fan Coil A/C, Duct Mnt, Two Pipe | Air Purification Co. | Mitsubishi | TPKFYP030KM142A | 17M0027765TKLZ | 2.5 | TONS | 0.15051 | 6000 | H-FCU-DX-CLG-1000 | Fan Coil Unit | Direct Expansion | Ceiling Mounted | 1000 | CFM | 15 | 2023-03-01 | 1 | A2 | IDF - 116A |  | Ceiling Mounted | Floor Mounted |  |  |  |  | 1000 | 2000
VRF Split System | LF1-PAC-105A | Sheetmetal | Fan Coil A/C, Duct Mnt, Two Pipe | Air Purification Co. | Mitsubishi | TPKFYP030KM142A | 17M0029865TKLZ | 2.5 | TONS | 0.15051 | 6000 | H-FCU-DX-CLG-1000 | Fan Coil Unit | Direct Expansion | Ceiling Mounted | 1000 | CFM | 15 | 2023-03-01 | 1 | A2 | STORAGE - LF1-1-256 |  | Ceiling Mounted | Floor Mounted |  |  |  |  | 1000 | 2000
VRF Split System | LF1-PAC-105B | Sheetmetal | Fan Coil A/C, Duct Mnt, Two Pipe | Air Purification Co. | Mitsubishi | TPKFYP030KM142A | 18M0037965TKLZ | 2.5 | TONS | 0.15051 | 6000 | H-FCU-DX-CLG-1000 | Fan Coil Unit | Direct Expansion | Ceiling Mounted | 1000 | CFM | 15 | 2023-03-01 | 1 | A2 | STORAGE - LF1-1-256 |  | Ceiling Mounted | Floor Mounted |  |  |  |  | 1000 | 2000
VRF Split System | LF1-PAC-106 | Sheetmetal | Fan Coil A/C, Duct Mnt, Two Pipe | Air Purification Co. | Mitsubishi | TPKFYP036KM140B | 13M0000465TKC3 | 3 | TONS | 0.30603 | 6000 | H-FCU-DX-CLG-1000 | Fan Coil Unit | Direct Expansion | Ceiling Mounted | 1000 | CFM | 15 | 2023-03-01 | 1 | A2 | IDF - 116A |  | Ceiling Mounted | Floor Mounted |  |  |  |  | 1000 | 2000
VRF Split System | LF1-PAC-107 | Sheetmetal | Fan Coil A/C, Duct Mnt, Two Pipe | Air Purification Co. | Mitsubishi | TPKFYP030KM142A | 17M0027365TKLZ | 2.5 | TONS | 0.30603 | 6000 | H-FCU-DX-CLG-1000 | Fan Coil Unit | Direct Expansion | Ceiling Mounted | 1000 | CFM | 15 | 2023-03-01 | 1 | A1 | ELEC - 115A |  | Ceiling Mounted | Floor Mounted |  |  |  |  | 1000 | 2000
VRF Split System | LF1-PAC-201 | Sheetmetal | Fan Coil A/C, Duct Mnt, Two Pipe | Air Purification Co. | Mitsubishi | TPKFYP024KM142A | 16M0024165TKLY | 2 | TONS | 0.30603 | 6000 | H-FCU-DX-CLG-1000 | Fan Coil Unit | Direct Expansion | Ceiling Mounted | 1000 | CFM | 15 | 2023-03-01 | 2 | A1 | ELEC- 215A |  | Ceiling Mounted | Floor Mounted |  |  |  |  | 1000 | 2000
VRF Split System | LF1-PAC-202 | Sheetmetal | Fan Coil A/C, Duct Mnt, Two Pipe | Air Purification Co. | Mitsubishi | TPCFYP036KM140B | 16M0003165TKC3 | 3 | TONS | 0.30603 | 6000 | H-FCU-DX-CLG-1000 | Fan Coil Unit | Direct Expansion | Ceiling Mounted | 1000 | CFM | 15 | 2023-03-01 | 2 | A2 | IDF- 216A |  | Ceiling Mounted | Floor Mounted |  |  |  |  | 1000 | 2000
VRF Split System | LF1-PAC-203 | Sheetmetal | Fan Coil A/C, Duct Mnt, Two Pipe | Air Purification Co. | Mitsubishi | TPCFYP036KM140B | 16M0148665TKM2 | 3 | TONS | 0.30603 | 6000 | H-FCU-DX-CLG-1000 | Fan Coil Unit | Direct Expansion | Ceiling Mounted | 1000 | CFM | 15 | 2023-03-01 | 2 | A2 | IDF- 32 |  | Ceiling Mounted | Floor Mounted |  |  |  |  | 1000 | 2000
VRF Split System | LF1-PAC-204 | Sheetmetal | Fan Coil A/C, Duct Mnt, Two Pipe | Air Purification Co. | Mitsubishi | TPEFYP096MH140A | 19W010047GEHB5 | 8 | TONS | 2.057 | 6000 | H-FCU-DX-CLG-2000 | Fan Coil Unit | Direct Expansion | Ceiling Mounted | 2000 | CFM | 15 | 2023-03-01 | 2 | A2 | ELEC- 33 |  | Ceiling Mounted | Floor Mounted |  |  |  |  | 1000 | 2000
VRF Split System | LF1-PAC-301 | Sheetmetal | Fan Coil A/C, Duct Mnt, Two Pipe | Air Purification Co. | Mitsubishi | TPKFYP024KM142A | 16M0023965TKLY | 2 | TONS | 0.30603 | 6000 | H-FCU-DX-CLG-1000 | Fan Coil Unit | Direct Expansion | Ceiling Mounted | 1000 | CFM | 15 | 2023-03-01 | 3 | A1 | ELEC - 315A |  | Ceiling Mounted | Floor Mounted |  |  |  |  | 1000 | 2000
VRF Split System | LF1-PAC-302 | Sheetmetal | Fan Coil A/C, Duct Mnt, Two Pipe | Air Purification Co. | Mitsubishi | TPCFYP036KM140B | 16M0002565TKC3 | 3 | TONS | 0.30603 | 6000 | H-FCU-DX-CLG-1000 | Fan Coil Unit | Direct Expansion | Ceiling Mounted | 1000 | CFM | 15 | 2023-03-01 | 3 | A2 | IDF- 316A |  | Ceiling Mounted | Floor Mounted |  |  |  |  | 1000 | 2000
VRF Split System | LF1-PAC-401 | Sheetmetal | Fan Coil A/C, Duct Mnt, Two Pipe | Air Purification Co. | Mitsubishi | TPKFYP024KM142A | 16M0032765TKLY | 2 | TONS | 0.30603 | 6000 | H-FCU-DX-CLG-1000 | Fan Coil Unit | Direct Expansion | Ceiling Mounted | 1000 | CFM | 15 | 2023-03-01 | 4 | A1 | ELEC - 415A |  | Ceiling Mounted | Floor Mounted |  |  |  |  | 1000 | 2000
VRF Split System | LF1-PAC-402 | Sheetmetal | Fan Coil A/C, Duct Mnt, Two Pipe | Air Purification Co. | Mitsubishi | TPCFYP036KM140B | 16M0003065TKC3 | 3 | TONS | 0.30603 | 6000 | H-FCU-DX-CLG-1000 | Fan Coil Unit | Direct Expansion | Ceiling Mounted | 1000 | CFM | 15 | 2023-03-01 | 4 | A2 | IDF- 416A |  | Ceiling Mounted | Floor Mounted |  |  |  |  | 1000 | 2000
VRF Split System | LF1-PAC-501 | Sheetmetal | Fan Coil A/C, Duct Mnt, Two Pipe | Air Purification Co. | Mitsubishi | TPKFYP024KM142A | 16M0026865TKLY | 2 | TONS | 0.30603 | 6000 | H-FCU-DX-CLG-1000 | Fan Coil Unit | Direct Expansion | Ceiling Mounted | 1000 | CFM | 15 | 2023-03-01 | 5 | A1 | ELEC - 515A |  | Ceiling Mounted | Floor Mounted |  |  |  |  | 1000 | 2000
VRF Split System | LF1-PAC-502 | Sheetmetal | Fan Coil A/C, Duct Mnt, Two Pipe | Air Purification Co. | Mitsubishi | TPCFYP036KM140B | 17M0003565TKC3 | 3 | TONS | 0.30603 | 6000 | H-FCU-DX-CLG-1000 | Fan Coil Unit | Direct Expansion | Ceiling Mounted | 1000 | CFM | 15 | 2023-03-01 | 5 | A2 | IDF - 516A |  | Ceiling Mounted | Floor Mounted |  |  |  |  | 1000 | 2000
VRF Split System | LF2-PAC-101 | Sheetmetal | Fan Coil A/C, Duct Mnt, Two Pipe | Air Purification Co. | Mitsubishi | TPCA0A0421KA70A | 18M0005265TKC7 | 3.5 | TONS | 0.5017 | 6000 | H-FCU-DX-CLG-1000 | Fan Coil Unit | Direct Expansion | Ceiling Mounted | 1000 | CFM | 15 | 2023-03-01 | 1 | C1.1 | MDF/IDF - 123C |  | Ceiling Mounted | Floor Mounted |  |  |  |  | 1000 | 2000
VRF Split System | LF2-PAC-102 | Sheetmetal | Fan Coil A/C, Duct Mnt, Two Pipe | Air Purification Co. | Mitsubishi | TPEFYP072MH140A | 1XW014687GEHB4 | 6 | TONS | 1.9315 | 6000 | H-FCU-DX-CLG-2000 | Fan Coil Unit | Direct Expansion | Ceiling Mounted | 2000 | CFM | 15 | 2023-03-01 | 1 | C1.1 | MAIN ELEC - 121C |  | Ceiling Mounted | Floor Mounted |  |  |  |  | 1000 | 2000
VRF Split System | LF2-PAC-103 | Sheetmetal | Fan Coil A/C, Duct Mnt, Two Pipe | Air Purification Co. | Mitsubishi | TPEFYP096MH140A | 19W010207GEHB5 | 8 | TONS | 2.057 | 6000 | H-FCU-DX-CLG-2000 | Fan Coil Unit | Direct Expansion | Ceiling Mounted | 2000 | CFM | 15 | 2023-03-01 | 1 | C1.3 | RGI OPEN LAB LF2-1-216 |  | Ceiling Mounted | Floor Mounted |  |  |  |  | 1000 | 2000
VRF Split System | LF2-PAC-104 | Sheetmetal | Fan Coil A/C, Duct Mnt, Two Pipe | Air Purification Co. | Mitsubishi |  | Not installed |  | TONS |  | 6000 | H-FCU-DX-CLG-1000 | Fan Coil Unit | Direct Expansion | Ceiling Mounted | 1000 | CFM | 15 | 2023-03-01 |  |  |  |  | Ceiling Mounted | Floor Mounted |  |  |  |  | 1000 | 2000
VRF Split System | LF2-PAC-105 | Sheetmetal | Fan Coil A/C, Duct Mnt, Two Pipe | Air Purification Co. | Mitsubishi | TPLFYP048EM140B | 19M0037065TLAM | 4 | TONS | 0.31858 | 6000 | H-FCU-DX-CLG-1000 | Fan Coil Unit | Direct Expansion | Ceiling Mounted | 1000 | CFM | 15 | 2023-03-01 | 1 | C2.3 | CHAMBER ROOM - LF2-1-207 |  | Ceiling Mounted | Floor Mounted |  |  |  |  | 1000 | 2000
VRF Split System | LF2-PAC-106 | Sheetmetal | Fan Coil A/C, Duct Mnt, Two Pipe | Air Purification Co. | Mitsubishi | TPLFYP048EM140B | 19M0035465TLAM | 4 | TONS | 0.31858 | 6000 | H-FCU-DX-CLG-1000 | Fan Coil Unit | Direct Expansion | Ceiling Mounted | 1000 | CFM | 15 | 2023-03-01 | 1 | C2.3 | CHAMBER ROOM - LF2-1-207 |  | Ceiling Mounted | Floor Mounted |  |  |  |  | 1000 | 2000
VRF Split System | LF2-PAC-107 | Sheetmetal | Fan Coil A/C, Duct Mnt, Two Pipe | Air Purification Co. | Mitsubishi | TPLFYP048EM140B | 19M0036765TLAM | 4 | TONS | 0.31858 | 6000 | H-FCU-DX-CLG-1000 | Fan Coil Unit | Direct Expansion | Ceiling Mounted | 1000 | CFM | 15 | 2023-03-01 | 1 | C2.3 | CHAMBER ROOM - LF2-1-207 |  | Ceiling Mounted | Floor Mounted |  |  |  |  | 1000 | 2000
VRF Split System | LF2-PAC-108 | Sheetmetal | Fan Coil A/C, Duct Mnt, Two Pipe | Air Purification Co. | Mitsubishi | TPLFYP048EM140B | 19M0037465TLAM | 4 | TONS | 0.31858 | 6000 | H-FCU-DX-CLG-1000 | Fan Coil Unit | Direct Expansion | Ceiling Mounted | 1000 | CFM | 15 | 2023-03-01 | 1 | C2.3 | CHAMBER ROOM - LF2-1-207 |  | Ceiling Mounted | Floor Mounted |  |  |  |  | 1000 | 2000
VRF Split System | LF2-PAC-109 | Sheetmetal | Fan Coil A/C, Duct Mnt, Two Pipe | Air Purification Co. | Mitsubishi | TPKFYP030KM142A | 18M0045865TKLZ | 2.5 | TONS | 0.15051 | 6000 | H-FCU-DX-CLG-1000 | Fan Coil Unit | Direct Expansion | Ceiling Mounted | 1000 | CFM | 15 | 2023-03-01 | 1 | C1.2 | PUMP ROOM - LF2-1-108 |  | Ceiling Mounted | Floor Mounted |  |  |  |  | 1000 | 2000
VRF Split System | LF2-PAC-110 | Sheetmetal | Fan Coil A/C, Duct Mnt, Two Pipe | Air Purification Co. | Mitsubishi | TPEADA0241AA70A | 1ZR0083730P905 | 2 | TONS | 0.15051 | 6000 | H-FCU-DX-CLG-1000 | Fan Coil Unit | Direct Expansion | Ceiling Mounted | 1000 | CFM | 15 | 2023-03-01 | 1 | C1.1 | HALLWAY - LF2-1-100 |  | Ceiling Mounted | Floor Mounted |  |  |  |  | 1000 | 2000
VRF Split System | LF2-PAC-111 | Sheetmetal | Fan Coil A/C, Duct Mnt, Two Pipe | Air Purification Co. | Mitsubishi | TPLFYP048EM140B | 19M0037665TLAM | 4 | TONS | 0.31858 | 6000 | H-FCU-DX-CLG-1000 | Fan Coil Unit | Direct Expansion | Ceiling Mounted | 1000 | CFM | 15 | 2023-03-01 | 1 | C1.3 | RELIABILITY CHAMBERS - LF2-1-104 |  | Ceiling Mounted | Floor Mounted |  |  |  |  | 1000 | 2000
VRF Split System | LF2-PAC-112 | Sheetmetal | Fan Coil A/C, Duct Mnt, Two Pipe | Air Purification Co. | Mitsubishi | TPLFYP048EM140B | 19M0035665TLAM | 4 | TONS | 0.31858 | 6000 | H-FCU-DX-CLG-1000 | Fan Coil Unit | Direct Expansion | Ceiling Mounted | 1000 | CFM | 15 | 2023-03-01 | 1 | C1.1 | RELIABILITY CHAMBERS - LF2-1-104 |  | Ceiling Mounted | Floor Mounted |  |  |  |  | 1000 | 2000
VRF Split System | LF2-PAC-113 | Sheetmetal | Fan Coil A/C, Duct Mnt, Two Pipe | Air Purification Co. | Mitsubishi | TPLFYP048EM140B | 19M0036365TLAM | 4 | TONS | 0.31858 | 6000 | H-FCU-DX-CLG-1000 | Fan Coil Unit | Direct Expansion | Ceiling Mounted | 1000 | CFM | 15 | 2023-03-01 | 1 | C1.1 | RELIABILITY CHAMBERS - LF2-1-104 |  | Ceiling Mounted | Floor Mounted |  |  |  |  | 1000 | 2000
VRF Split System | LF2-PAC-114 | Sheetmetal | Fan Coil A/C, Duct Mnt, Two Pipe | Air Purification Co. | Mitsubishi | TPLFYP048EM140B | 19M0036065TLAM | 4 | TONS | 0.31858 | 6000 | H-FCU-DX-CLG-1000 | Fan Coil Unit | Direct Expansion | Ceiling Mounted | 1000 | CFM | 15 | 2023-03-01 | 1 | C1.1 | RELIABILITY CHAMBERS - LF2-1-104 |  | Ceiling Mounted | Floor Mounted |  |  |  |  | 1000 | 2000
VRF Split System | LF2-PAC-115 | Sheetmetal | Fan Coil A/C, Duct Mnt, Two Pipe | Air Purification Co. | Mitsubishi | TPCFYP036KM140B | 17M0004665TKC3 | 3 | TONS | 0.30603 | 6000 | H-FCU-DX-CLG-1000 | Fan Coil Unit | Direct Expansion | Ceiling Mounted | 1000 | CFM | 15 | 2023-03-01 | 1 | C1.2 | RGI PACKAGING & STORAGE - LF2-1-107 |  | Ceiling Mounted | Floor Mounted |  |  |  |  | 1000 | 2000
VRF Split System | LF2-PAC-116 | Sheetmetal | Fan Coil A/C, Duct Mnt, Two Pipe | Air Purification Co. | Mitsubishi | TPCFYP036KM140B | 18M0007165TKC3 | 3 | TONS | 0.30603 | 6000 | H-FCU-DX-CLG-1000 | Fan Coil Unit | Direct Expansion | Ceiling Mounted | 1000 | CFM | 15 | 2023-03-01 | 1 | C1.2 | RGI PACKAGING & STORAGE - LF2-1-107 |  | Ceiling Mounted | Floor Mounted |  |  |  |  | 1000 | 2000
VRF Split System | LF2-PAC-201 | Sheetmetal | Fan Coil A/C, Duct Mnt, Two Pipe | Air Purification Co. | Mitsubishi | TPEFYP096MH140A | 19W010437GEHB5 | 8 | TONS | 2.057 | 6000 | H-FCU-DX-CLG-1000 | Fan Coil Unit | Direct Expansion | Ceiling Mounted | 1000 | CFM | 15 | 2023-03-01 | 2 | C1 | TISSUE STORAGE CLOSET - LF2-2-111 |  | Ceiling Mounted | Floor Mounted |  |  |  |  | 1000 | 2000
VRF Split System | LF2-PAC-203 | Sheetmetal | Fan Coil A/C, Duct Mnt, Two Pipe | Air Purification Co. | Mitsubishi | TPKA0A0361KA70A | 16M0148665TKM2 | 3 | TONS | 0.30603 | 6000 | H-FCU-DX-CLG-1000 | Fan Coil Unit | Direct Expansion | Ceiling Mounted | 1000 | CFM | 15 | 2023-03-01 | 2 | D - SOUTH CONNECTOR | IDF - LF2-2-332 |  | Ceiling Mounted | Floor Mounted |  |  |  |  | 1000 | 2000
VRF Split System | LF2-PAC-204 | Sheetmetal | Fan Coil A/C, Duct Mnt, Two Pipe | Air Purification Co. | Mitsubishi | TPEFYP096MH140A | 19W010047GEHB5 | 8 | TONS | 2.057 | 6000 | H-FCU-DX-CLG-2000 | Fan Coil Unit | Direct Expansion | Ceiling Mounted | 2000 | CFM | 15 | 2023-03-01 | 2 | C1 | R&D SERVER ROOM - LF2-2-110 |  | Ceiling Mounted | Floor Mounted |  |  |  |  | 1000 | 2000
VRF Split System | LF2-PAC-205 | Sheetmetal | Fan Coil A/C, Duct Mnt, Two Pipe | Air Purification Co. | Mitsubishi | TPEFYP096MH140A | 19W010057GEHB5 | 8 | TONS | 2.057 | 6000 | H-FCU-DX-CLG-2000 | Fan Coil Unit | Direct Expansion | Ceiling Mounted | 2000 | CFM | 15 | 2023-03-01 | 2 | C1 | R&D SERVER ROOM - LF2-2-110 |  | Ceiling Mounted | Floor Mounted |  |  |  |  | 1000 | 2000
VRF Split System | LF2-PAC-206 | Sheetmetal | Fan Coil A/C, Duct Mnt, Two Pipe | Air Purification Co. | Mitsubishi | TPEFYP096MH140A | 19W010427GEHB5 | 8 | TONS | 2.057 | 6000 | H-FCU-DX-CLG-2000 | Fan Coil Unit | Direct Expansion | Ceiling Mounted | 2000 | CFM | 15 | 2023-03-01 | 2 | C1 | R&D SERVER ROOM - LF2-2-110 |  | Ceiling Mounted | Floor Mounted |  |  |  |  | 1000 | 2000
VRF Split System | LF2-PAC-207 | Sheetmetal | Fan Coil A/C, Duct Mnt, Two Pipe | Air Purification Co. | Mitsubishi | TPLFYP048EM140B | 19M0036565TLAM | 4 | TONS | 0.31858 | 6000 | H-FCU-DX-CLG-1000 | Fan Coil Unit | Direct Expansion | Ceiling Mounted | 1000 | CFM | 15 | 2023-03-01 | 2 | C2 | 3D PRINTERS - LF2-2-212 |  | Ceiling Mounted | Floor Mounted |  |  |  |  | 1000 | 2000
VRF Split System | LF2-PAC-208 | Sheetmetal | Fan Coil A/C, Duct Mnt, Two Pipe | Air Purification Co. | Mitsubishi | TPLFYP048EM140B | 19M0037165TLAM | 4 | TONS | 0.31858 | 6000 | H-FCU-DX-CLG-1000 | Fan Coil Unit | Direct Expansion | Ceiling Mounted | 1000 | CFM | 15 | 2023-03-01 | 2 | C2 | 3D PRINTERS - LF2-2-212 |  | Ceiling Mounted | Floor Mounted |  |  |  |  | 1000 | 2000
VRF Split System | LF2-PAC-209 | Sheetmetal | Fan Coil A/C, Duct Mnt, Two Pipe | Air Purification Co. | Mitsubishi | TPLFYP048EM140B | 19M0036965TLAM | 4 | TONS | 0.31858 | 6000 | H-FCU-DX-CLG-1000 | Fan Coil Unit | Direct Expansion | Ceiling Mounted | 1000 | CFM | 15 | 2023-03-01 | 2 | C2 | STERILIZATION - LF2-2-138 |  | Ceiling Mounted | Floor Mounted |  |  |  |  | 1000 | 2000
VRF Split System | LF2-PAC-210 | Sheetmetal | Fan Coil A/C, Duct Mnt, Two Pipe | Air Purification Co. | Mitsubishi | TPCFYP036KM140B | 17M0004865TKC3 | 3 | TONS | 0.22838 | 6000 | H-FCU-DX-CLG-1000 | Fan Coil Unit | Direct Expansion | Ceiling Mounted | 1000 | CFM | 15 | 2023-03-01 | 2 | B - NORTH CONNECTOR | IDF - 32 (LF1-2-268) |  | Ceiling Mounted | Floor Mounted |  |  |  |  | 1000 | 2000
VRF Split System | LF2-PAC-211 | Sheetmetal | Fan Coil A/C, Duct Mnt, Two Pipe | Air Purification Co. | Mitsubishi | TPKFYP024KM142A | 16M00023265TKLY | 2 | TONS | 0.22838 | 6000 | H-FCU-DX-CLG-1000 | Fan Coil Unit | Direct Expansion | Ceiling Mounted | 1000 | CFM | 15 | 2023-03-01 | 2 | B - NORTH CONNECTOR | ELEC - 33 (LF1-2-267) |  | Ceiling Mounted | Floor Mounted |  |  |  |  | 1000 | 2000
VRF Split System | LF2-PAC-301 | Sheetmetal | Fan Coil A/C, Duct Mnt, Two Pipe | Air Purification Co. | Mitsubishi | TPEFYP096MH140A | 19W010217GEHB5 | 8 | TONS | 2.057 | 6000 | H-FCU-DX-CLG-2000 | Fan Coil Unit | Direct Expansion | Ceiling Mounted | 2000 | CFM | 15 | 2023-03-01 | 3 | C1 | STORAGE - LF2-3-154 |  | Ceiling Mounted | Floor Mounted |  |  |  |  | 1000 | 2000
VRF Split System | LF2-PAC-401 | Sheetmetal | Fan Coil A/C, Duct Mnt, Two Pipe | Air Purification Co. | Mitsubishi | TPEFYP072MH140A | 1XW014997GEHB4 | 6 | TONS | 1.9315 | 6000 | H-FCU-DX-CLG-2000 | Fan Coil Unit | Direct Expansion | Ceiling Mounted | 2000 | CFM | 15 | 2023-03-01 | 4 | C1 | STORAGE - LF2-4-153 |  | Ceiling Mounted | Floor Mounted |  |  |  |  | 1000 | 2000
VRF Split System | LF2-PAC-501 | Sheetmetal | Fan Coil A/C, Duct Mnt, Two Pipe | Air Purification Co. | Mitsubishi | TPEFYP054MH142A | 19W004937GEHA8 | 4.5 | TONS | 0.8278 | 6000 | H-FCU-DX-CLG-1000 | Fan Coil Unit | Direct Expansion | Ceiling Mounted | 1000 | CFM | 15 | 2023-03-01 | 5 | C1 | STORAGE - LF2-5-153 |  | Ceiling Mounted | Floor Mounted |  |  |  |  | 1000 | 2000
Compressed Air/Vacuum Receiver | LF2-WR-201 | Pipefitting | Air Compressor | Trane | Ingersoll Rand | PNLD II 28 MP |  | 660 | GAL | 0 | 6000 | P-AC-AIR-RCV-15 | Air Compressor | Air Cooled | Receiver | 15 | HP | 15 | 2023-03-01 | 2 | C1 | RO/DI & CCA ROOM - LF2-2-137 |  | Receiver | Screw |  |  |  |  | 5 | 15 | 50 | 100 | 250
Compressed Air/Vacuum Receiver | LF2-WR-201 | Pipefitting | Air Compressor | Trane | Ingersoll Rand | PNLD II 28 MP |  | 400 | GAL | 0 | 6000 | P-AC-AIR-RCV-15 | Air Compressor | Air Cooled | Receiver | 15 | HP | 15 | 2023-03-01 | 2 | C1 | RO/DI & CCA ROOM - LF2-2-137 |  | Receiver | Screw |  |  |  |  | 5 | 15 | 50 | 100 | 250
Lab Air Compressor | LF2-LAC-201 | Pipefitting | Air Compressor | Trane | Ingersoll Rand | WS30Q-A145-E |  | 101 | ACFM | 40 | 6000 | P-AC-AIR-SCW-50 | Air Compressor | Air Cooled | Screw | 50 | HP | 15 | 2023-03-01 | 2 | C1 | RO/DI & CCA ROOM - LF2-2-137 |  | Receiver | Screw |  |  |  |  | 15 | 50 | 100 | 250
Lab Air Compressor | LF2-LAC-202 | Pipefitting | Air Compressor | Trane | Ingersoll Rand | WS30Q-A145-E |  | 101 | ACFM | 40 | 6000 | P-AC-AIR-SCW-50 | Air Compressor | Air Cooled | Screw | 50 | HP | 15 | 2023-03-01 | 2 | C1 | RO/DI & CCA ROOM - LF2-2-137 |  | Receiver | Screw |  |  |  |  | 15 | 50 | 100 | 250
Lab Air Dryer | LF2-DD-201 | Pipefitting | Air Compressor | Trane | Ingersoll Rand | HB2004HN40H |  | 250 | SCFM | 4.0522 | 6000 | P-AC-AD-DES-2000 | Air Dryer | Air Dryer | Desiccant | 2000 | CFM | 15 | 2023-03-01 | 2 | C1 | RO/DI & CCA ROOM - LF2-2-137 |  | Desiccant | Refrigerated |  |  |  |  | 2000 | 5000 | 10000 | 15000
Lab Air Dryer | LF2-DD-202 | Pipefitting | Air Compressor | Trane | Ingersoll Rand | HB2004HN40H | WCH1056124 | 250 | SCFM | 4.0522 | 6000 | P-AC-AD-DES-2000 | Air Dryer | Air Dryer | Desiccant | 2000 | CFM | 15 | 2023-03-01 | 2 | C1 | RO/DI & CCA ROOM - LF2-2-137 |  | Desiccant | Refrigerated |  |  |  |  | 2000 | 5000 | 10000 | 15000
Lab Vacuum Pump | LF2-LVP-201 | Pipefitting | Air Compressor | Air Purification Co. | Powerex | LVVD0404S0036169 | (H)4/25/2022-S36169-649 | 101 | ACFM | 40 | 6000 | P-AC-AIR-SCW-50 | Air Compressor | Air Cooled | Screw | 50 | HP | 15 | 2023-03-01 | 2 | C1 | RO/DI & CCA ROOM - LF2-2-137 |  | Receiver | Screw |  |  |  |  | 15 | 50 | 100 | 250
Chiller (Air Cooled) | LF2-CH-101 | Pipefitting | Chiller, Scroll, Air Cooled | Trane | Trane | CGAM040F2**2AXJ2A1A1A1HX* A1D1A4XXX8B1B1A3A1D1XXC*X |  | 40 | TONS | 71.02 | 3000 | H-CH-AIR-SCR-40 | Chiller | Air Cooled | Scroll | 40 | TONS | 20 | 2023-03-01 | 1 | C1 | EQUIPMENT YARD |  | Package with Pump | Screw | Scroll |  |  |  | 20 | 40 | 60 | 80 | 100 | 150 | 200
Makeup Air Unit | LF-RTU-R05 | Sheetmetal | Kitchen Exhaust/Make-up Air | Trane | Trane | OANE648E4-C0C400JR-AR00AC00020000F0BA5 |  | 8500 | CFM | 7.5 | 5000 | H-MAU-GAS-IDT-10000 | Make-up Air Unit | Gas-Fired | Indirect Fired | 10000 | CFM | 15 | 2023-03-01 |  |  |  |  | Direct Fired | Indirect Fired |  |  |  |  | 5000 | 10000 | 20000 | 40000
NO ID
NO ID
[12 empty] | H-SS-DX--3 | Ductless Split System | Direct Expansion | No Electric Heat | 3 | TONS | 15 | [5 empty] | Electric Heat | No Electric Heat |  |  |  |  | 1 | 3
NO ID
NO ID
NO ID
NO ID
NO ID
NO ID
NO ID
NO ID
NO ID
NO ID
NO ID
NO ID
NO ID
NO ID
NO ID
NO ID
NO ID
NO ID
NO ID
NO ID
NO ID
NO ID
NO ID
NO ID
NO ID
NO ID
NO ID
NO ID
NO ID
NO ID
NO ID
NO ID
NO ID
NO ID
NO ID
NO ID
NO ID
NO ID
NO ID
NO ID
NO ID
NO ID
NO ID
NO ID
NO ID
NO ID
NO ID
NO ID
NO ID
NO ID
NO ID
NO ID
NO ID
NO ID
NO ID
NO ID
NO ID
NO ID
NO ID
NO ID
NO ID
NO ID
NO ID
NO ID
NO ID
NO ID
NO ID
NO ID
NO ID
NO ID
NO ID
NO ID
NO ID
NO ID
NO ID
NO ID
NO ID
NO ID
NO ID
NO ID
NO ID
NO ID
NO ID
NO ID
NO ID
NO ID
NO ID
NO ID
NO ID
NO ID
NO ID
NO ID
NO ID
NO ID
NO ID
NO ID
NO ID
NO ID
NO ID
NO ID
NO ID
NO ID
NO ID
NO ID
NO ID
NO ID
NO ID
NO ID
NO ID
NO ID
NO ID
NO ID
NO ID
NO ID
NO ID
NO ID
NO ID
NO ID
NO ID
NO ID
NO ID
NO ID
NO ID
NO ID
NO ID
NO ID
NO ID
NO ID
NO ID
NO ID
NO ID
NO ID
NO ID
NO ID
NO ID
NO ID
NO ID
NO ID
NO ID
NO ID
NO ID
NO ID
NO ID
NO ID
NO ID
NO ID
NO ID
NO ID
NO ID
NO ID
NO ID
NO ID
NO ID
NO ID
NO ID
NO ID
NO ID
NO ID
NO ID
NO ID
NO ID
NO ID
NO ID
NO ID
NO ID
NO ID
NO ID
NO ID
NO ID
NO ID
NO ID
NO ID
NO ID
NO ID
NO ID
NO ID
NO ID
NO ID
NO ID
NO ID
NO ID
NO ID
NO ID
NO ID
NO ID
NO ID
NO ID
NO ID
NO ID
NO ID
NO ID
NO ID
NO ID
NO ID
NO ID
NO ID
NO ID
NO ID
NO ID
NO ID
NO ID
NO ID
NO ID
NO ID

## EQ IDs
Lookup (for Uploader) | Trade | Precon System | Operations System | Title | Drawing Abbreviation | Precon Tag | System Type ID | Asset Category | Equip Name ID | Sub System Type | Sub System ID | Sub System Class | Class ID | Equipment Size | Unit | Asset ID | Notes | Service ID | Service Life
AccessoryAlarm PanelAll1 | PL | Medical/Lab Gas Plant | Medical/Lab Gas | Alarm Panel | AP | AP | P | Accessory | ACC | Alarm Panel | AP | All |  | 1 | EA | P-ACC-AP--1 |  |  | 20
AccessoryBasket StrainerAll4 | PF | Cooling Tower Plant | Condenser Water | Basket Strainer | BS | BS | H | Accessory | ACC | Basket Strainer | BS | All |  | 4 | INCHES | H-ACC-BS--4 |  |  | 25
AccessoryBasket StrainerAll8 | PF | Cooling Tower Plant | Condenser Water | Basket Strainer | BS | BS | H | Accessory | ACC | Basket Strainer | BS | All |  | 8 | INCHES | H-ACC-BS--8 |  |  | 25
AccessoryBlow DownFloor Mounted100 | PF | Steam Boiler Plant | Steam | Boiler Blow Down |  | Other | H | Accessory | ACC | Blow Down | BLW | Floor Mounted | FLR | 100 | GAL | H-ACC-BLW-FLR-100 |  |  | 20
AccessoryBlow DownFloor Mounted1000 | PF | Steam Boiler Plant | Steam | Boiler Blow Down |  | Other | H | Accessory | ACC | Blow Down | BLW | Floor Mounted | FLR | 1000 | GAL | H-ACC-BLW-FLR-1000 |  |  | 20
AccessoryBlow DownFloor Mounted2000 | PF | Steam Boiler Plant | Steam | Boiler Blow Down |  | Other | H | Accessory | ACC | Blow Down | BLW | Floor Mounted | FLR | 2000 | GAL | H-ACC-BLW-FLR-2000 |  |  | 20
AccessoryBlow DownFloor Mounted250 | PF | Steam Boiler Plant | Steam | Boiler Blow Down |  | Other | H | Accessory | ACC | Blow Down | BLW | Floor Mounted | FLR | 250 | GAL | H-ACC-BLW-FLR-250 |  |  | 20
AccessoryBlow DownFloor Mounted500 | PF | Steam Boiler Plant | Steam | Boiler Blow Down |  | Other | H | Accessory | ACC | Blow Down | BLW | Floor Mounted | FLR | 500 | GAL | H-ACC-BLW-FLR-500 |  |  | 20
AccessoryCondensate Lift StationAll100 | PF | Steam Boiler Plant | Steam | Condensate Lift Station | CLS | Other | H | Accessory | ACC | Condensate Lift Station | CLS | All |  | 100 | GAL | H-ACC-CLS--100 |  | HACCCLS | 15
AccessoryCondensate Lift StationAll1000 | PF | Steam Boiler Plant | Steam | Condensate Lift Station | CLS | Other | H | Accessory | ACC | Condensate Lift Station | CLS | All |  | 1000 | GAL | H-ACC-CLS--1000 |  | HACCCLS | 15
AccessoryCondensate Lift StationAll500 | PF | Steam Boiler Plant | Steam | Condensate Lift Station | CLS | Other | H | Accessory | ACC | Condensate Lift Station | CLS | All |  | 500 | GAL | H-ACC-CLS--500 |  | HACCCLS | 15
AccessoryCondenser Water FiltrationAll1000 | PF | Cooling Tower Plant | Condenser Water | Condenser Water Filtration | CWF | CWF | H | Accessory | ACC | Condenser Water Filtration | CWF | All |  | 1000 | GAL | H-ACC-CWF--1000 |  |  | 15
AccessoryCondenser Water FiltrationAll500 | PF | Cooling Tower Plant | Condenser Water | Condenser Water Filtration | CWF | CWF | H | Accessory | ACC | Condenser Water Filtration | CWF | All |  | 500 | GAL | H-ACC-CWF--500 |  |  | 15
AccessoryControl DamperAll12 | SM | SM Accessories | SM Accessories | Control Damper | CD | CTLD | H | Accessory | ACC | Control Damper | CTLD | All |  | 12 | INCHES | H-ACC-CTLD--12 |  |  | 20
AccessoryControl DamperAll16 | SM | SM Accessories | SM Accessories | Control Damper | CD | CTLD | H | Accessory | ACC | Control Damper | CTLD | All |  | 16 | INCHES | H-ACC-CTLD--16 |  |  | 20
AccessoryControl DamperAll20 | SM | SM Accessories | SM Accessories | Control Damper | CD | CTLD | H | Accessory | ACC | Control Damper | CTLD | All |  | 20 | INCHES | H-ACC-CTLD--20 |  |  | 20
AccessoryControl DamperAll24 | SM | SM Accessories | SM Accessories | Control Damper | CD | CTLD | H | Accessory | ACC | Control Damper | CTLD | All |  | 24 | INCHES | H-ACC-CTLD--24 |  |  | 20
AccessoryControl DamperAll32 | SM | SM Accessories | SM Accessories | Control Damper | CD | CTLD | H | Accessory | ACC | Control Damper | CTLD | All |  | 32 | INCHES | H-ACC-CTLD--32 |  |  | 20
AccessoryControl DamperAll8 | SM | SM Accessories | SM Accessories | Control Damper | CD | CTLD | H | Accessory | ACC | Control Damper | CTLD | All |  | 8 | INCHES | H-ACC-CTLD--8 |  |  | 20
AccessoryCoolerCondensate1000 | PF | Steam Boiler Plant | Steam | Condensate Cooler |  | Other | H | Accessory | ACC | Cooler | CLR | Condensate | CND | 1000 | GAL | H-ACC-CLR-CND-1000 |  |  | 15
AccessoryCoolerCondensate120 | PF | Steam Boiler Plant | Steam | Condensate Cooler |  | Other | H | Accessory | ACC | Cooler | CLR | Condensate | CND | 120 | GAL | H-ACC-CLR-CND-120 |  |  | 15
AccessoryCoolerCondensate2000 | PF | Steam Boiler Plant | Steam | Condensate Cooler |  | Other | H | Accessory | ACC | Cooler | CLR | Condensate | CND | 2000 | GAL | H-ACC-CLR-CND-2000 |  |  | 15
AccessoryCoolerCondensate250 | PF | Steam Boiler Plant | Steam | Condensate Cooler |  | Other | H | Accessory | ACC | Cooler | CLR | Condensate | CND | 250 | GAL | H-ACC-CLR-CND-250 |  |  | 15
AccessoryCoolerCondensate500 | PF | Steam Boiler Plant | Steam | Condensate Cooler |  | Other | H | Accessory | ACC | Cooler | CLR | Condensate | CND | 500 | GAL | H-ACC-CLR-CND-500 |  |  | 15
AccessoryDeaeratorwith Pumps100 | PF | Steam Boiler Plant | Steam | Boiler Deaerator System with Pump |  | Other | H | Accessory | ACC | Deaerator | DEA | with Pumps | PMP | 100 | HP | H-ACC-DEA-PMP-100 |  | HACCDEA | 20
AccessoryDeaeratorwith Pumps1000 | PF | Steam Boiler Plant | Steam | Boiler Deaerator System with Pump |  | Other | H | Accessory | ACC | Deaerator | DEA | with Pumps | PMP | 1000 | HP | H-ACC-DEA-PMP-1000 |  | HACCDEA | 20
AccessoryDeaeratorwith Pumps1500 | PF | Steam Boiler Plant | Steam | Boiler Deaerator System with Pump |  | Other | H | Accessory | ACC | Deaerator | DEA | with Pumps | PMP | 1500 | HP | H-ACC-DEA-PMP-1500 |  | HACCDEA | 20
AccessoryDeaeratorwith Pumps200 | PF | Steam Boiler Plant | Steam | Boiler Deaerator System with Pump |  | Other | H | Accessory | ACC | Deaerator | DEA | with Pumps | PMP | 200 | HP | H-ACC-DEA-PMP-200 |  | HACCDEA | 20
AccessoryDeaeratorwith Pumps2000 | PF | Steam Boiler Plant | Steam | Boiler Deaerator System with Pump |  | Other | H | Accessory | ACC | Deaerator | DEA | with Pumps | PMP | 2000 | HP | H-ACC-DEA-PMP-2000 |  | HACCDEA | 20
AccessoryDeaeratorwith Pumps300 | PF | Steam Boiler Plant | Steam | Boiler Deaerator System with Pump |  | Other | H | Accessory | ACC | Deaerator | DEA | with Pumps | PMP | 300 | HP | H-ACC-DEA-PMP-300 |  | HACCDEA | 20
AccessoryDeaeratorwith Pumps3000 | PF | Steam Boiler Plant | Steam | Boiler Deaerator System with Pump |  | Other | H | Accessory | ACC | Deaerator | DEA | with Pumps | PMP | 3000 | HP | H-ACC-DEA-PMP-3000 |  | HACCDEA | 20
AccessoryDeaeratorwith Pumps400 | PF | Steam Boiler Plant | Steam | Boiler Deaerator System with Pump |  | Other | H | Accessory | ACC | Deaerator | DEA | with Pumps | PMP | 400 | HP | H-ACC-DEA-PMP-400 |  | HACCDEA | 20
AccessoryDeaeratorwith Pumps4000 | PF | Steam Boiler Plant | Steam | Boiler Deaerator System with Pump |  | Other | H | Accessory | ACC | Deaerator | DEA | with Pumps | PMP | 4000 | HP | H-ACC-DEA-PMP-4000 |  | HACCDEA | 20
AccessoryDeaeratorwith Pumps500 | PF | Steam Boiler Plant | Steam | Boiler Deaerator System with Pump |  | Other | H | Accessory | ACC | Deaerator | DEA | with Pumps | PMP | 500 | HP | H-ACC-DEA-PMP-500 |  | HACCDEA | 20
AccessoryDeaeratorwith Pumps5000 | PF | Steam Boiler Plant | Steam | Boiler Deaerator System with Pump |  | Other | H | Accessory | ACC | Deaerator | DEA | with Pumps | PMP | 5000 | HP | H-ACC-DEA-PMP-5000 |  | HACCDEA | 20
AccessoryDeaeratorwith Pumps750 | PF | Steam Boiler Plant | Steam | Boiler Deaerator System with Pump |  | Other | H | Accessory | ACC | Deaerator | DEA | with Pumps | PMP | 750 | HP | H-ACC-DEA-PMP-750 |  | HACCDEA | 20
AccessoryDI FiltrationAll10 | PL | Domestic Water Plant | Domestic Water | DI Filtration | DIF | DI/RO | P | Accessory | ACC | DI Filtration | DIF | All |  | 10 | GAL | P-ACC-DIF--10 |  |  | 15
AccessoryDI FiltrationAll50 | PL | Domestic Water Plant | Domestic Water | DI Filtration | DIF | DI/RO | P | Accessory | ACC | DI Filtration | DIF | All |  | 50 | GAL | P-ACC-DIF--50 |  |  | 15
AccessoryDialysis BoxAll1 | PL | Sanitary Equipment | Sanitary Waste | Dialysis Box | DB | DB | P | Accessory | ACC | Dialysis Box | DB | All |  | 1 | EA | P-ACC-DB--1 |  |  | 20
AccessoryEmergency Power OffAll1 | PL | Natural Gas Piping and Equipment | Natural Gas | Emergency Power Off | EPO | EPO | P | Accessory | ACC | Emergency Power Off | EPO | All |  | 1 | EA | P-ACC-EPO--1 |  |  | 25
AccessoryFeed Systemwith Pumps100 | PF | Steam Boiler Plant | Steam | Boiler Feed System with Pump |  | Other | H | Accessory | ACC | Feed System | FEED | with Pumps | PMP | 100 | GAL | H-ACC-FEED-PMP-100 |  | HPMPSTMFDW | 15
AccessoryFeed Systemwith Pumps200 | PF | Steam Boiler Plant | Steam | Boiler Feed System with Pump |  | Other | H | Accessory | ACC | Feed System | FEED | with Pumps | PMP | 200 | GAL | H-ACC-FEED-PMP-200 |  | HPMPSTMFDW | 15
AccessoryFeed Systemwith Pumps350 | PF | Steam Boiler Plant | Steam | Boiler Feed System with Pump |  | Other | H | Accessory | ACC | Feed System | FEED | with Pumps | PMP | 350 | GAL | H-ACC-FEED-PMP-350 |  | HPMPSTMFDW | 15
AccessoryFeed Systemwith Pumps40 | PF | Steam Boiler Plant | Steam | Boiler Feed System with Pump |  | Other | H | Accessory | ACC | Feed System | FEED | with Pumps | PMP | 40 | GAL | H-ACC-FEED-PMP-40 |  | HPMPSTMFDW | 15
AccessoryFeed Systemwith Pumps500 | PF | Steam Boiler Plant | Steam | Boiler Feed System with Pump |  | Other | H | Accessory | ACC | Feed System | FEED | with Pumps | PMP | 500 | GAL | H-ACC-FEED-PMP-500 |  | HPMPSTMFDW | 15
AccessoryFeed Systemwith Pumps65 | PF | Steam Boiler Plant | Steam | Boiler Feed System with Pump |  | Other | H | Accessory | ACC | Feed System | FEED | with Pumps | PMP | 65 | GAL | H-ACC-FEED-PMP-65 |  | HPMPSTMFDW | 15
AccessoryFlue PipingAll12 | SM | SM Equipment | SM Accessories | Flue Piping | Flue | Flue | H | Accessory | ACC | Flue Piping | FLUE | All |  | 12 | INCHES | H-ACC-FLUE--12 |  |  | 25
AccessoryFlue PipingAll16 | SM | SM Equipment | SM Accessories | Flue Piping | Flue | Flue | H | Accessory | ACC | Flue Piping | FLUE | All |  | 16 | INCHES | H-ACC-FLUE--16 |  |  | 25
AccessoryFlue PipingAll24 | SM | SM Equipment | SM Accessories | Flue Piping | Flue | Flue | H | Accessory | ACC | Flue Piping | FLUE | All |  | 24 | INCHES | H-ACC-FLUE--24 |  |  | 25
AccessoryFlue PipingAll8 | SM | SM Equipment | SM Accessories | Flue Piping | Flue | Flue | H | Accessory | ACC | Flue Piping | FLUE | All |  | 8 | INCHES | H-ACC-FLUE--8 |  |  | 25
AccessoryGrilles, Registers, DiffusersAll12 | SM | SM Accessories | SM Accessories | Grilles, Registers, and Diffusers | GRD | GRD | H | Accessory | ACC | Grilles, Registers, Diffusers | GRD | All |  | 12 | INCHES | H-ACC-GRD--12 |  |  | 27
AccessoryGrilles, Registers, DiffusersAll16 | SM | SM Accessories | SM Accessories | Grilles, Registers, and Diffusers | GRD | GRD | H | Accessory | ACC | Grilles, Registers, Diffusers | GRD | All |  | 16 | INCHES | H-ACC-GRD--16 |  |  | 27
AccessoryGrilles, Registers, DiffusersAll24 | SM | SM Accessories | SM Accessories | Grilles, Registers, and Diffusers | GRD | GRD | H | Accessory | ACC | Grilles, Registers, Diffusers | GRD | All |  | 24 | INCHES | H-ACC-GRD--24 |  |  | 27
AccessoryGrilles, Registers, DiffusersAll8 | SM | SM Accessories | SM Accessories | Grilles, Registers, and Diffusers | GRD | GRD | H | Accessory | ACC | Grilles, Registers, Diffusers | GRD | All |  | 8 | INCHES | H-ACC-GRD--8 |  |  | 27
AccessoryGrilles, Registers, DiffusersLaminar Flow with HEPA Filters12 | SM | SM Accessories | SM Accessories | GRD - Laminar Flow - with HEPA Filter | GRD-LF-HEPA | GRD-LF-HEPA | H | Accessory | ACC | Grilles, Registers, Diffusers | GRD | Laminar Flow with HEPA Filters | HEPA | 12 | INCHES | H-ACC-GRD-HEPA-12 |  |  | 27
AccessoryGrilles, Registers, DiffusersLaminar Flow with HEPA Filters16 | SM | SM Accessories | SM Accessories | GRD - Laminar Flow - with HEPA Filter | GRD-LF-HEPA | GRD-LF-HEPA | H | Accessory | ACC | Grilles, Registers, Diffusers | GRD | Laminar Flow with HEPA Filters | HEPA | 16 | INCHES | H-ACC-GRD-HEPA-16 |  |  | 27
AccessoryGrilles, Registers, DiffusersLaminar Flow with HEPA Filters24 | SM | SM Accessories | SM Accessories | GRD - Laminar Flow - with HEPA Filter | GRD-LF-HEPA | GRD-LF-HEPA | H | Accessory | ACC | Grilles, Registers, Diffusers | GRD | Laminar Flow with HEPA Filters | HEPA | 24 | INCHES | H-ACC-GRD-HEPA-24 |  |  | 27
AccessoryGrilles, Registers, DiffusersLaminar Flow with HEPA Filters8 | SM | SM Accessories | SM Accessories | GRD - Laminar Flow - with HEPA Filter | GRD-LF-HEPA | GRD-LF-HEPA | H | Accessory | ACC | Grilles, Registers, Diffusers | GRD | Laminar Flow with HEPA Filters | HEPA | 8 | INCHES | H-ACC-GRD-HEPA-8 |  |  | 27
AccessoryGrilles, Registers, DiffusersLaminar Flow12 | SM | SM Accessories | SM Accessories | GRD - Laminar Flow | GRD-LF | GRD-LF | H | Accessory | ACC | Grilles, Registers, Diffusers | GRD | Laminar Flow | LF | 12 | INCHES | H-ACC-GRD-LF-12 |  |  | 27
AccessoryGrilles, Registers, DiffusersLaminar Flow16 | SM | SM Accessories | SM Accessories | GRD - Laminar Flow | GRD-LF | GRD-LF | H | Accessory | ACC | Grilles, Registers, Diffusers | GRD | Laminar Flow | LF | 16 | INCHES | H-ACC-GRD-LF-16 |  |  | 27
AccessoryGrilles, Registers, DiffusersLaminar Flow24 | SM | SM Accessories | SM Accessories | GRD - Laminar Flow | GRD-LF | GRD-LF | H | Accessory | ACC | Grilles, Registers, Diffusers | GRD | Laminar Flow | LF | 24 | INCHES | H-ACC-GRD-LF-24 |  |  | 27
AccessoryGrilles, Registers, DiffusersLaminar Flow8 | SM | SM Accessories | SM Accessories | GRD - Laminar Flow | GRD-LF | GRD-LF | H | Accessory | ACC | Grilles, Registers, Diffusers | GRD | Laminar Flow | LF | 8 | INCHES | H-ACC-GRD-LF-8 |  |  | 27
AccessoryGrilles, Registers, DiffusersSidewall Grille12 | SM | SM Accessories | SM Accessories | Sidewall Grille | SG | GRD-SG | H | Accessory | ACC | Grilles, Registers, Diffusers | GRD | Sidewall Grille | SG | 12 | INCHES | H-ACC-GRD-SG-12 |  |  | 27
AccessoryGrilles, Registers, DiffusersSidewall Grille16 | SM | SM Accessories | SM Accessories | Sidewall Grille | SG | GRD-SG | H | Accessory | ACC | Grilles, Registers, Diffusers | GRD | Sidewall Grille | SG | 16 | INCHES | H-ACC-GRD-SG-16 |  |  | 27
AccessoryGrilles, Registers, DiffusersSidewall Grille24 | SM | SM Accessories | SM Accessories | Sidewall Grille | SG | GRD-SG | H | Accessory | ACC | Grilles, Registers, Diffusers | GRD | Sidewall Grille | SG | 24 | INCHES | H-ACC-GRD-SG-24 |  |  | 27
AccessoryGrilles, Registers, DiffusersSidewall Grille8 | SM | SM Accessories | SM Accessories | Sidewall Grille | SG | GRD-SG | H | Accessory | ACC | Grilles, Registers, Diffusers | GRD | Sidewall Grille | SG | 8 | INCHES | H-ACC-GRD-SG-8 |  |  | 27
AccessoryGrilles, Registers, DiffusersSlot Diffuser12 | SM | SM Accessories | SM Accessories | Slot Diffuser | SD | GRD-SD | H | Accessory | ACC | Grilles, Registers, Diffusers | GRD | Slot Diffuser | SD | 12 | INCHES | H-ACC-GRD-SD-12 |  |  | 27
AccessoryGrilles, Registers, DiffusersSlot Diffuser16 | SM | SM Accessories | SM Accessories | Slot Diffuser | SD | GRD-SD | H | Accessory | ACC | Grilles, Registers, Diffusers | GRD | Slot Diffuser | SD | 16 | INCHES | H-ACC-GRD-SD-16 |  |  | 27
AccessoryGrilles, Registers, DiffusersSlot Diffuser24 | SM | SM Accessories | SM Accessories | Slot Diffuser | SD | GRD-SD | H | Accessory | ACC | Grilles, Registers, Diffusers | GRD | Slot Diffuser | SD | 24 | INCHES | H-ACC-GRD-SD-24 |  |  | 27
AccessoryGrilles, Registers, DiffusersSlot Diffuser8 | SM | SM Accessories | SM Accessories | Slot Diffuser | SD | GRD-SD | H | Accessory | ACC | Grilles, Registers, Diffusers | GRD | Slot Diffuser | SD | 8 | INCHES | H-ACC-GRD-SD-8 |  |  | 27
AccessoryIntake HoodAll12 | SM | SM Equipment | SM Accessories | Intake Hood | IH | IH | H | Accessory | ACC | Intake Hood | IH | All |  | 12 | INCHES | H-ACC-IH--12 |  |  | 27
AccessoryIntake HoodAll24 | SM | SM Equipment | SM Accessories | Intake Hood | IH | IH | H | Accessory | ACC | Intake Hood | IH | All |  | 24 | INCHES | H-ACC-IH--24 |  |  | 27
AccessoryIntake HoodAll36 | SM | SM Equipment | SM Accessories | Intake Hood | IH | IH | H | Accessory | ACC | Intake Hood | IH | All |  | 36 | INCHES | H-ACC-IH--36 |  |  | 27
AccessoryIntake HoodAll48 | SM | SM Equipment | SM Accessories | Intake Hood | IH | IH | H | Accessory | ACC | Intake Hood | IH | All |  | 48 | INCHES | H-ACC-IH--48 |  |  | 27
AccessoryLife Safety DamperAll12 | SM | SM Accessories | SM Accessories | Life Safety Damper | LSD | LSD | H | Accessory | ACC | Life Safety Damper | LSD | All |  | 12 | INCHES | H-ACC-LSD--12 |  |  | 20
AccessoryLife Safety DamperAll16 | SM | SM Accessories | SM Accessories | Life Safety Damper | LSD | LSD | H | Accessory | ACC | Life Safety Damper | LSD | All |  | 16 | INCHES | H-ACC-LSD--16 |  |  | 20
AccessoryLife Safety DamperAll20 | SM | SM Accessories | SM Accessories | Life Safety Damper | LSD | LSD | H | Accessory | ACC | Life Safety Damper | LSD | All |  | 20 | INCHES | H-ACC-LSD--20 |  |  | 20
AccessoryLife Safety DamperAll24 | SM | SM Accessories | SM Accessories | Life Safety Damper | LSD | LSD | H | Accessory | ACC | Life Safety Damper | LSD | All |  | 24 | INCHES | H-ACC-LSD--24 |  |  | 20
AccessoryLife Safety DamperAll32 | SM | SM Accessories | SM Accessories | Life Safety Damper | LSD | LSD | H | Accessory | ACC | Life Safety Damper | LSD | All |  | 32 | INCHES | H-ACC-LSD--32 |  |  | 20
AccessoryLife Safety DamperAll8 | SM | SM Accessories | SM Accessories | Life Safety Damper | LSD | LSD | H | Accessory | ACC | Life Safety Damper | LSD | All |  | 8 | INCHES | H-ACC-LSD--8 |  |  | 20
AccessoryLouverAll12 | SM | SM Equipment | SM Accessories | Louver | L | L | H | Accessory | ACC | Louver | L | All |  | 12 | INCHES | H-ACC-L--12 |  |  | 25
AccessoryLouverAll16 | SM | SM Equipment | SM Accessories | Louver | L | L | H | Accessory | ACC | Louver | L | All |  | 16 | INCHES | H-ACC-L--16 |  |  | 25
AccessoryLouverAll24 | SM | SM Equipment | SM Accessories | Louver | L | L | H | Accessory | ACC | Louver | L | All |  | 24 | INCHES | H-ACC-L--24 |  |  | 25
AccessoryLouverAll32 | SM | SM Equipment | SM Accessories | Louver | L | L | H | Accessory | ACC | Louver | L | All |  | 32 | INCHES | H-ACC-L--32 |  |  | 25
AccessoryLouverAll48 | SM | SM Equipment | SM Accessories | Louver | L | L | H | Accessory | ACC | Louver | L | All |  | 48 | INCHES | H-ACC-L--48 |  |  | 25
AccessoryLouverAll64 | SM | SM Equipment | SM Accessories | Louver | L | L | H | Accessory | ACC | Louver | L | All |  | 64 | INCHES | H-ACC-L--64 |  |  | 25
AccessoryManifoldAll1 | PL | Medical/Lab Gas Plant | Medical/Lab Gas | Manifold | Manifold | Manifold | P | Accessory | ACC | Manifold | MAN | All |  | 1 | EA | P-ACC-MAN--1 |  |  | 20
AccessoryManual Volume DamperAll12 | SM | SM Accessories | SM Accessories | Manual Volume Damper | MVD | MVD | H | Accessory | ACC | Manual Volume Damper | MVD | All |  | 12 | INCHES | H-ACC-MVD--12 |  |  | 20
AccessoryManual Volume DamperAll16 | SM | SM Accessories | SM Accessories | Manual Volume Damper | MVD | MVD | H | Accessory | ACC | Manual Volume Damper | MVD | All |  | 16 | INCHES | H-ACC-MVD--16 |  |  | 20
AccessoryManual Volume DamperAll20 | SM | SM Accessories | SM Accessories | Manual Volume Damper | MVD | MVD | H | Accessory | ACC | Manual Volume Damper | MVD | All |  | 20 | INCHES | H-ACC-MVD--20 |  |  | 20
AccessoryManual Volume DamperAll24 | SM | SM Accessories | SM Accessories | Manual Volume Damper | MVD | MVD | H | Accessory | ACC | Manual Volume Damper | MVD | All |  | 24 | INCHES | H-ACC-MVD--24 |  |  | 20
AccessoryManual Volume DamperAll32 | SM | SM Accessories | SM Accessories | Manual Volume Damper | MVD | MVD | H | Accessory | ACC | Manual Volume Damper | MVD | All |  | 32 | INCHES | H-ACC-MVD--32 |  |  | 20
AccessoryManual Volume DamperAll8 | SM | SM Accessories | SM Accessories | Manual Volume Damper | MVD | MVD | H | Accessory | ACC | Manual Volume Damper | MVD | All |  | 8 | INCHES | H-ACC-MVD--8 |  |  | 20
AccessoryMeterAll2 | PF | Chilled, Condenser, Heating Water, Steam | Chilled, Condenser, Heating Water, Steam | Meter | Meter | Meter | H | Accessory | ACC | Meter | MET | All |  | 2 | INCHES | H-ACC-MET--2 |  |  | 20
AccessoryMeterAll4 | PF | Chilled, Condenser, Heating Water, Steam | Chilled, Condenser, Heating Water, Steam | Meter | Meter | Meter | H | Accessory | ACC | Meter | MET | All |  | 4 | INCHES | H-ACC-MET--4 |  |  | 20
AccessoryOutletAll1 | PL | Medical/Lab Gas Plant | Medical/Lab Gas | Outlet | Outlet | Outlet | P | Accessory | ACC | Outlet | OLT | All |  | 1 | EA | P-ACC-OLT--1 |  |  | 20
AccessoryOwner Furnished Equipment ConnectionAll1 | PL | Medical/Lab Gas Plant | Medical/Lab Gas | Owner Furnished Equipment Connection | OFE Connection | OFE Connection | P | Accessory | ACC | Owner Furnished Equipment Connection | OFE | All |  | 1 | EA | P-ACC-OFE--1 |  |  | 20
AccessoryPolishing SystemAll1 | PF | Fuel Oil Piping and Equipment | Fuel Oil | Polishing System |  |  | H | Accessory | ACC | Polishing System | POL | All |  | 1 | EA | H-ACC-POL--1 |  | HACCPOL | 15
AccessoryPressure Reducing ValveDomestic Water1 | PL | Domestic Water Plant | Domestic Water | Reduced Pressure Backflow Preventer | RPBP | PRV | P | Accessory | ACC | Pressure Reducing Valve | PRV | Domestic Water | DW | 1 | INCHES | P-ACC-PRV-DW-1 |  | PACCPRVDW | 20
AccessoryPressure Reducing ValveDomestic Water2 | PL | Domestic Water Plant | Domestic Water | Reduced Pressure Backflow Preventer | RPBP | PRV | P | Accessory | ACC | Pressure Reducing Valve | PRV | Domestic Water | DW | 2 | INCHES | P-ACC-PRV-DW-2 |  | PACCPRVDW | 20
AccessoryPressure Reducing ValveDomestic Water3 | PL | Domestic Water Plant | Domestic Water | Reduced Pressure Backflow Preventer | RPBP | PRV | P | Accessory | ACC | Pressure Reducing Valve | PRV | Domestic Water | DW | 3 | INCHES | P-ACC-PRV-DW-3 |  | PACCPRVDW | 20
AccessoryPressure Reducing ValveDomestic Water4 | PL | Domestic Water Plant | Domestic Water | Reduced Pressure Backflow Preventer | RPBP | PRV | P | Accessory | ACC | Pressure Reducing Valve | PRV | Domestic Water | DW | 4 | INCHES | P-ACC-PRV-DW-4 |  | PACCPRVDW | 20
AccessoryPressure Reducing ValveDomestic Water6 | PL | Domestic Water Plant | Domestic Water | Reduced Pressure Backflow Preventer | RPBP | PRV | P | Accessory | ACC | Pressure Reducing Valve | PRV | Domestic Water | DW | 6 | INCHES | P-ACC-PRV-DW-6 |  | PACCPRVDW | 20
AccessoryPressure Reducing ValveHydronic1 | PF | Chilled, Condenser, Heating Water | Chilled, Condenser, Heating Water | Pressure Reducing Valve | PRV | PRV | H | Accessory | ACC | Pressure Reducing Valve | PRV | Hydronic | HYD | 1 | INCHES | H-ACC-PRV-HYD-1 |  | HACCPRVHYD | 20
AccessoryPressure Reducing ValveHydronic2 | PF | Chilled, Condenser, Heating Water | Chilled, Condenser, Heating Water | Pressure Reducing Valve | PRV | PRV | H | Accessory | ACC | Pressure Reducing Valve | PRV | Hydronic | HYD | 2 | INCHES | H-ACC-PRV-HYD-2 |  | HACCPRVHYD | 20
AccessoryPressure Reducing ValveHydronic3 | PF | Chilled, Condenser, Heating Water | Chilled, Condenser, Heating Water | Pressure Reducing Valve | PRV | PRV | H | Accessory | ACC | Pressure Reducing Valve | PRV | Hydronic | HYD | 3 | INCHES | H-ACC-PRV-HYD-3 |  | HACCPRVHYD | 20
AccessoryPressure Reducing ValveHydronic4 | PF | Chilled, Condenser, Heating Water | Chilled, Condenser, Heating Water | Pressure Reducing Valve | PRV | PRV | H | Accessory | ACC | Pressure Reducing Valve | PRV | Hydronic | HYD | 4 | INCHES | H-ACC-PRV-HYD-4 |  | HACCPRVHYD | 20
AccessoryPressure Reducing ValveHydronic6 | PF | Chilled, Condenser, Heating Water | Chilled, Condenser, Heating Water | Pressure Reducing Valve | PRV | PRV | H | Accessory | ACC | Pressure Reducing Valve | PRV | Hydronic | HYD | 6 | INCHES | H-ACC-PRV-HYD-6 |  | HACCPRVHYD | 20
AccessoryPressure Reducing ValveMedical/Lab Gas1 | PL | Medical/Lab Gas Plant | Medical/Lab Gas | Pressure Reducing Valve | PRV | PRV | P | Accessory | ACC | Pressure Reducing Valve | PRV | Medical/Lab Gas | MED | 1 | INCHES | P-ACC-PRV-MED-1 |  | PACCPRVMED | 20
AccessoryPressure Reducing ValveMedical/Lab Gas2 | PL | Medical/Lab Gas Plant | Medical/Lab Gas | Pressure Reducing Valve | PRV | PRV | P | Accessory | ACC | Pressure Reducing Valve | PRV | Medical/Lab Gas | MED | 2 | INCHES | P-ACC-PRV-MED-2 |  | PACCPRVMED | 20
AccessoryPressure Reducing ValveMedical/Lab Gas4 | PL | Medical/Lab Gas Plant | Medical/Lab Gas | Pressure Reducing Valve | PRV | PRV | P | Accessory | ACC | Pressure Reducing Valve | PRV | Medical/Lab Gas | MED | 4 | INCHES | P-ACC-PRV-MED-4 |  | PACCPRVMED | 20
AccessoryPressure Reducing ValveMedical/Lab Gas6 | PL | Medical/Lab Gas Plant | Medical/Lab Gas | Pressure Reducing Valve | PRV | PRV | P | Accessory | ACC | Pressure Reducing Valve | PRV | Medical/Lab Gas | MED | 6 | INCHES | P-ACC-PRV-MED-6 |  | PACCPRVMED | 20
AccessoryPressure Reducing ValveNatural Gas1 | PL | Natural Gas Piping and Equipment | Natural Gas | Pressure Reducing Valve | PRV | PRV | P | Accessory | ACC | Pressure Reducing Valve | PRV | Natural Gas | GAS | 1 | INCHES | P-ACC-PRV-GAS-1 |  | PACCPRVGAS | 20
AccessoryPressure Reducing ValveNatural Gas2 | PL | Natural Gas Piping and Equipment | Natural Gas | Pressure Reducing Valve | PRV | PRV | P | Accessory | ACC | Pressure Reducing Valve | PRV | Natural Gas | GAS | 2 | INCHES | P-ACC-PRV-GAS-2 |  | PACCPRVGAS | 20
AccessoryPressure Reducing ValveNatural Gas4 | PL | Natural Gas Piping and Equipment | Natural Gas | Pressure Reducing Valve | PRV | PRV | P | Accessory | ACC | Pressure Reducing Valve | PRV | Natural Gas | GAS | 4 | INCHES | P-ACC-PRV-GAS-4 |  | PACCPRVGAS | 20
AccessoryPressure Reducing ValveNatural Gas6 | PL | Natural Gas Piping and Equipment | Natural Gas | Pressure Reducing Valve | PRV | PRV | P | Accessory | ACC | Pressure Reducing Valve | PRV | Natural Gas | GAS | 6 | INCHES | P-ACC-PRV-GAS-6 |  | PACCPRVGAS | 20
AccessoryPressure Reducing ValveSteam1 | PF | Steam Boiler Plant | Steam | Pressure Reducing Valve | PRV | PRV | H | Accessory | ACC | Pressure Reducing Valve | PRV | Steam | STM | 1 | INCHES | H-ACC-PRV-STM-1 |  | HACCPRVSTM | 20
AccessoryPressure Reducing ValveSteam2 | PF | Steam Boiler Plant | Steam | Pressure Reducing Valve | PRV | PRV | H | Accessory | ACC | Pressure Reducing Valve | PRV | Steam | STM | 2 | INCHES | H-ACC-PRV-STM-2 |  | HACCPRVSTM | 20
AccessoryPressure Reducing ValveSteam4 | PF | Steam Boiler Plant | Steam | Pressure Reducing Valve | PRV | PRV | H | Accessory | ACC | Pressure Reducing Valve | PRV | Steam | STM | 4 | INCHES | H-ACC-PRV-STM-4 |  | HACCPRVSTM | 20
AccessoryPressure Reducing ValveSteam6 | PF | Steam Boiler Plant | Steam | Pressure Reducing Valve | PRV | PRV | H | Accessory | ACC | Pressure Reducing Valve | PRV | Steam | STM | 6 | INCHES | H-ACC-PRV-STM-6 |  | HACCPRVSTM | 20
AccessoryPumpFuel Oil Transfer10 | PF | Fuel Oil Piping and Equipment | Fuel Oil | Transfer Pump |  | Other | H | Accessory | ACC | Pump | PMP | Fuel Oil Transfer | OIL | 10 | HP | H-ACC-PMP-OIL-10 |  | HACCPMPOIL | 15
AccessoryPumpFuel Oil Transfer2 | PF | Fuel Oil Piping and Equipment | Fuel Oil | Transfer Pump |  | Other | H | Accessory | ACC | Pump | PMP | Fuel Oil Transfer | OIL | 2 | HP | H-ACC-PMP-OIL-2 |  | HACCPMPOIL | 15
AccessoryRemote ChillerDomestic Water10 | PL | Domestic Water Plant | Domestic Water | Domestic Drinking Water Remote Chiller |  | Other | P | Accessory | ACC | Remote Chiller | RMT | Domestic Water | DW | 10 | GAL | P-ACC-RMT-DW-10 |  |  | 20
AccessoryRemote ChillerDomestic Water100 | PL | Domestic Water Plant | Domestic Water | Domestic Drinking Water Remote Chiller |  | Other | P | Accessory | ACC | Remote Chiller | RMT | Domestic Water | DW | 100 | GAL | P-ACC-RMT-DW-100 |  |  | 20
AccessoryRemote ChillerDomestic Water200 | PL | Domestic Water Plant | Domestic Water | Domestic Drinking Water Remote Chiller |  | Other | P | Accessory | ACC | Remote Chiller | RMT | Domestic Water | DW | 200 | GAL | P-ACC-RMT-DW-200 |  |  | 20
AccessoryRemote ChillerDomestic Water300 | PL | Domestic Water Plant | Domestic Water | Domestic Drinking Water Remote Chiller |  | Other | P | Accessory | ACC | Remote Chiller | RMT | Domestic Water | DW | 300 | GAL | P-ACC-RMT-DW-300 |  |  | 20
AccessoryRemote ChillerDomestic Water50 | PL | Domestic Water Plant | Domestic Water | Domestic Drinking Water Remote Chiller |  | Other | P | Accessory | ACC | Remote Chiller | RMT | Domestic Water | DW | 50 | GAL | P-ACC-RMT-DW-50 |  |  | 20
AccessoryRemote ChillerDomestic Water500 | PL | Domestic Water Plant | Domestic Water | Domestic Drinking Water Remote Chiller |  | Other | P | Accessory | ACC | Remote Chiller | RMT | Domestic Water | DW | 500 | GAL | P-ACC-RMT-DW-500 |  |  | 20
AccessoryRoof HoodAll12 | SM | SM Equipment | SM Accessories | Roof Hood | RH | RH | H | Accessory | ACC | Roof Hood | RH | All |  | 12 | INCHES | H-ACC-RH--12 |  |  | 25
AccessoryRoof HoodAll24 | SM | SM Equipment | SM Accessories | Roof Hood | RH | RH | H | Accessory | ACC | Roof Hood | RH | All |  | 24 | INCHES | H-ACC-RH--24 |  |  | 25
AccessoryRoof HoodAll36 | SM | SM Equipment | SM Accessories | Roof Hood | RH | RH | H | Accessory | ACC | Roof Hood | RH | All |  | 36 | INCHES | H-ACC-RH--36 |  |  | 25
AccessoryRoof HoodAll48 | SM | SM Equipment | SM Accessories | Roof Hood | RH | RH | H | Accessory | ACC | Roof Hood | RH | All |  | 48 | INCHES | H-ACC-RH--48 |  |  | 25
AccessorySound AttenuatorAll12 | SM | SM Accessories | SM Accessories | Sound Attenuator | Sound | SATT | H | Accessory | ACC | Sound Attenuator | SATT | All |  | 12 | INCHES | H-ACC-SATT--12 |  |  | 25
AccessorySound AttenuatorAll16 | SM | SM Accessories | SM Accessories | Sound Attenuator | Sound | SATT | H | Accessory | ACC | Sound Attenuator | SATT | All |  | 16 | INCHES | H-ACC-SATT--16 |  |  | 25
AccessorySound AttenuatorAll24 | SM | SM Accessories | SM Accessories | Sound Attenuator | Sound | SATT | H | Accessory | ACC | Sound Attenuator | SATT | All |  | 24 | INCHES | H-ACC-SATT--24 |  |  | 25
AccessorySound AttenuatorAll36 | SM | SM Accessories | SM Accessories | Sound Attenuator | Sound | SATT | H | Accessory | ACC | Sound Attenuator | SATT | All |  | 36 | INCHES | H-ACC-SATT--36 |  |  | 25
AccessorySound AttenuatorAll48 | SM | SM Accessories | SM Accessories | Sound Attenuator | Sound | SATT | H | Accessory | ACC | Sound Attenuator | SATT | All |  | 48 | INCHES | H-ACC-SATT--48 |  |  | 25
AccessorySound AttenuatorAll60 | SM | SM Accessories | SM Accessories | Sound Attenuator | Sound | SATT | H | Accessory | ACC | Sound Attenuator | SATT | All |  | 60 | INCHES | H-ACC-SATT--60 |  |  | 25
AccessorySound BootAll12 | SM | SM Accessories | SM Accessories | Sound Boot | Sound | GRD-Sound | H | Accessory | ACC | Sound Boot | SBT | All |  | 12 | INCHES | H-ACC-SBT--12 |  |  | 25
AccessorySound BootAll16 | SM | SM Accessories | SM Accessories | Sound Boot | Sound | GRD-Sound | H | Accessory | ACC | Sound Boot | SBT | All |  | 16 | INCHES | H-ACC-SBT--16 |  |  | 25
AccessorySound BootAll24 | SM | SM Accessories | SM Accessories | Sound Boot | Sound | GRD-Sound | H | Accessory | ACC | Sound Boot | SBT | All |  | 24 | INCHES | H-ACC-SBT--24 |  |  | 25
AccessorySound BootAll8 | SM | SM Accessories | SM Accessories | Sound Boot | Sound | GRD-Sound | H | Accessory | ACC | Sound Boot | SBT | All |  | 8 | INCHES | H-ACC-SBT--8 |  |  | 25
AccessoryTrapGuard2 | PL | Sanitary Equipment | Sanitary Waste | Trap Guard |  | Other | P | Accessory | ACC | Trap | TRAP | Guard | GRD | 2 | INCHES | P-ACC-TRAP-GRD-2 |  |  | 20
AccessoryTrapGuard4 | PL | Sanitary Equipment | Sanitary Waste | Trap Guard |  | Other | P | Accessory | ACC | Trap | TRAP | Guard | GRD | 4 | INCHES | P-ACC-TRAP-GRD-4 |  |  | 20
AccessoryTrapPrimer2 | PL | Sanitary Equipment | Sanitary Waste | Trap Primer |  | Other | P | Accessory | ACC | Trap | TRAP | Primer | PMR | 2 | INCHES | P-ACC-TRAP-PMR-2 |  |  | 20
AccessoryTrapPrimer4 | PL | Sanitary Equipment | Sanitary Waste | Trap Primer |  | Other | P | Accessory | ACC | Trap | TRAP | Primer | PMR | 4 | INCHES | P-ACC-TRAP-PMR-4 |  |  | 20
AccessoryTrapSpecialty2 | PL | Sanitary Equipment | Sanitary Waste | Specialty Trap |  | Other | P | Accessory | ACC | Trap | TRAP | Specialty | SP | 2 | GAL | P-ACC-TRAP-SP-2 |  |  | 10
AccessoryTrapSpecialty4 | PL | Sanitary Equipment | Sanitary Waste | Specialty Trap |  | Other | P | Accessory | ACC | Trap | TRAP | Specialty | SP | 4 | GAL | P-ACC-TRAP-SP-4 |  |  | 10
AccessoryTrapSteam1 | PF | Steam Boiler Plant | Steam | Steam Trap | ST | ST | H | Accessory | ACC | Trap | TRAP | Steam | STM | 1 | INCHES | H-ACC-TRAP-STM-1 |  |  | 10
AccessoryTrapSteam2 | PF | Steam Boiler Plant | Steam | Steam Trap | ST | ST | H | Accessory | ACC | Trap | TRAP | Steam | STM | 2 | INCHES | H-ACC-TRAP-STM-2 |  |  | 10
AccessoryTrapSteam4 | PF | Steam Boiler Plant | Steam | Steam Trap | ST | ST | H | Accessory | ACC | Trap | TRAP | Steam | STM | 4 | INCHES | H-ACC-TRAP-STM-4 |  |  | 10
AccessoryTrapSteam6 | PF | Steam Boiler Plant | Steam | Steam Trap | ST | ST | H | Accessory | ACC | Trap | TRAP | Steam | STM | 6 | INCHES | H-ACC-TRAP-STM-6 |  |  | 10
AccessoryVariable Frequency DriveAll10 | PF | Chilled, Condenser, Heating Water | Chilled, Condenser, Heating Water | Variable Frequency Drive | VFDs | VFD | H | Accessory | ACC | Variable Frequency Drive | VFD | All |  | 10 | HP | H-ACC-VFD--10 |  | HACCVFD | 17
AccessoryVariable Frequency DriveAll10 | PL | Domestic Water Plant | Domestic Water | Variable Frequency Drive | VFDs | VFD | P | Accessory | ACC | Variable Frequency Drive | VFD | All |  | 10 | HP | P-ACC-VFD--10 |  | HACCVFD | 17
AccessoryVariable Frequency DriveAll100 | PF | Chilled, Condenser, Heating Water | Chilled, Condenser, Heating Water | Variable Frequency Drive | VFDs | VFD | H | Accessory | ACC | Variable Frequency Drive | VFD | All |  | 100 | HP | H-ACC-VFD--100 |  | HACCVFD | 17
AccessoryVariable Frequency DriveAll15 | PF | Chilled, Condenser, Heating Water | Chilled, Condenser, Heating Water | Variable Frequency Drive | VFDs | VFD | H | Accessory | ACC | Variable Frequency Drive | VFD | All |  | 15 | HP | H-ACC-VFD--15 |  | HACCVFD | 17
AccessoryVariable Frequency DriveAll2 | PF | Chilled, Condenser, Heating Water | Chilled, Condenser, Heating Water | Variable Frequency Drive | VFDs | VFD | H | Accessory | ACC | Variable Frequency Drive | VFD | All |  | 2 | HP | H-ACC-VFD--2 |  | HACCVFD | 17
AccessoryVariable Frequency DriveAll2 | PL | Domestic Water Plant | Domestic Water | Variable Frequency Drive | VFDs | VFD | P | Accessory | ACC | Variable Frequency Drive | VFD | All |  | 2 | HP | P-ACC-VFD--2 |  | HACCVFD | 17
AccessoryVariable Frequency DriveAll20 | PF | Chilled, Condenser, Heating Water | Chilled, Condenser, Heating Water | Variable Frequency Drive | VFDs | VFD | H | Accessory | ACC | Variable Frequency Drive | VFD | All |  | 20 | HP | H-ACC-VFD--20 |  | HACCVFD | 17
AccessoryVariable Frequency DriveAll25 | PF | Chilled, Condenser, Heating Water | Chilled, Condenser, Heating Water | Variable Frequency Drive | VFDs | VFD | H | Accessory | ACC | Variable Frequency Drive | VFD | All |  | 25 | HP | H-ACC-VFD--25 |  | HACCVFD | 17
AccessoryVariable Frequency DriveAll3 | PF | Chilled, Condenser, Heating Water | Chilled, Condenser, Heating Water | Variable Frequency Drive | VFDs | VFD | H | Accessory | ACC | Variable Frequency Drive | VFD | All |  | 3 | HP | H-ACC-VFD--3 |  | HACCVFD | 17
AccessoryVariable Frequency DriveAll30 | PF | Chilled, Condenser, Heating Water | Chilled, Condenser, Heating Water | Variable Frequency Drive | VFDs | VFD | H | Accessory | ACC | Variable Frequency Drive | VFD | All |  | 30 | HP | H-ACC-VFD--30 |  | HACCVFD | 17
AccessoryVariable Frequency DriveAll40 | PF | Chilled, Condenser, Heating Water | Chilled, Condenser, Heating Water | Variable Frequency Drive | VFDs | VFD | H | Accessory | ACC | Variable Frequency Drive | VFD | All |  | 40 | HP | H-ACC-VFD--40 |  | HACCVFD | 17
AccessoryVariable Frequency DriveAll5 | PF | Chilled, Condenser, Heating Water | Chilled, Condenser, Heating Water | Variable Frequency Drive | VFDs | VFD | H | Accessory | ACC | Variable Frequency Drive | VFD | All |  | 5 | HP | H-ACC-VFD--5 |  | HACCVFD | 17
AccessoryVariable Frequency DriveAll5 | PL | Domestic Water Plant | Domestic Water | Variable Frequency Drive | VFDs | VFD | P | Accessory | ACC | Variable Frequency Drive | VFD | All |  | 5 | HP | P-ACC-VFD--5 |  | HACCVFD | 17
AccessoryVariable Frequency DriveAll50 | PF | Chilled, Condenser, Heating Water | Chilled, Condenser, Heating Water | Variable Frequency Drive | VFDs | VFD | H | Accessory | ACC | Variable Frequency Drive | VFD | All |  | 50 | HP | H-ACC-VFD--50 |  | HACCVFD | 17
AccessoryVariable Frequency DriveAll60 | PF | Chilled, Condenser, Heating Water | Chilled, Condenser, Heating Water | Variable Frequency Drive | VFDs | VFD | H | Accessory | ACC | Variable Frequency Drive | VFD | All |  | 60 | HP | H-ACC-VFD--60 |  | HACCVFD | 17
AccessoryVariable Frequency DriveAll7.5 | PF | Chilled, Condenser, Heating Water | Chilled, Condenser, Heating Water | Variable Frequency Drive | VFDs | VFD | H | Accessory | ACC | Variable Frequency Drive | VFD | All |  | 7.5 | HP | H-ACC-VFD--7.5 |  | HACCVFD | 17
AccessoryVariable Frequency DriveAll7.5 | PL | Domestic Water Plant | Domestic Water | Variable Frequency Drive | VFDs | VFD | P | Accessory | ACC | Variable Frequency Drive | VFD | All |  | 7.5 | HP | P-ACC-VFD--7.5 |  | HACCVFD | 17
AccessoryVariable Frequency DriveAll75 | PF | Chilled, Condenser, Heating Water | Chilled, Condenser, Heating Water | Variable Frequency Drive | VFDs | VFD | H | Accessory | ACC | Variable Frequency Drive | VFD | All |  | 75 | HP | H-ACC-VFD--75 |  | HACCVFD | 17
AccessoryWater Treatment ControllerAll2 | PF | Chilled, Condenser, Heating Water, Steam | Chilled, Condenser, Heating Water, Steam | Water Treatment Controller | Water Treatment Controller | Water Treatment Controller | H | Accessory | ACC | Water Treatment Controller | WTC | All |  | 2 | GPM | H-ACC-WTC--2 |  |  | 15
AccessoryZone Valve BoxAll1 | PL | Medical/Lab Gas Plant | Medical/Lab Gas | Zone Valve Box | ZVB | ZVB | P | Accessory | ACC | Zone Valve Box | ZVB | All |  | 1 | EA | P-ACC-ZVB--1 |  |  | 25
Air CompressorAir CooledReceiver100 | PL | Medical/Lab Gas Plant | Medical/Lab Gas | Air Compressor | AC | COMP | P | Air Compressor | AC | Air Cooled | AIR | Receiver | RCV | 100 | HP | P-AC-AIR-RCV-100 |  | PACAIRRCV | 15
Air CompressorAir CooledReceiver15 | PL | Medical/Lab Gas Plant | Medical/Lab Gas | Air Compressor | AC | COMP | P | Air Compressor | AC | Air Cooled | AIR | Receiver | RCV | 15 | HP | P-AC-AIR-RCV-15 |  | PACAIRRCV | 15
Air CompressorAir CooledReceiver250 | PL | Medical/Lab Gas Plant | Medical/Lab Gas | Air Compressor | AC | COMP | P | Air Compressor | AC | Air Cooled | AIR | Receiver | RCV | 250 | HP | P-AC-AIR-RCV-250 |  | PACAIRRCV | 15
Air CompressorAir CooledReceiver5 | PL | Medical/Lab Gas Plant | Medical/Lab Gas | Air Compressor | AC | COMP | P | Air Compressor | AC | Air Cooled | AIR | Receiver | RCV | 5 | HP | P-AC-AIR-RCV-5 |  | PACAIRRCV | 15
Air CompressorAir CooledReceiver50 | PL | Medical/Lab Gas Plant | Medical/Lab Gas | Air Compressor | AC | COMP | P | Air Compressor | AC | Air Cooled | AIR | Receiver | RCV | 50 | HP | P-AC-AIR-RCV-50 |  | PACAIRRCV | 15
Air CompressorAir CooledScrew100 | PL | Medical/Lab Gas Plant | Medical/Lab Gas | Air Compressor | AC | COMP | P | Air Compressor | AC | Air Cooled | AIR | Screw | SCW | 100 | HP | P-AC-AIR-SCW-100 |  | PACAIRSCW | 15
Air CompressorAir CooledScrew15 | PL | Medical/Lab Gas Plant | Medical/Lab Gas | Air Compressor | AC | COMP | P | Air Compressor | AC | Air Cooled | AIR | Screw | SCW | 15 | HP | P-AC-AIR-SCW-15 |  | PACAIRSCW | 15
Air CompressorAir CooledScrew250 | PL | Medical/Lab Gas Plant | Medical/Lab Gas | Air Compressor | AC | COMP | P | Air Compressor | AC | Air Cooled | AIR | Screw | SCW | 250 | HP | P-AC-AIR-SCW-250 |  | PACAIRSCW | 15
Air CompressorAir CooledScrew50 | PL | Medical/Lab Gas Plant | Medical/Lab Gas | Air Compressor | AC | COMP | P | Air Compressor | AC | Air Cooled | AIR | Screw | SCW | 50 | HP | P-AC-AIR-SCW-50 |  | PACAIRSCW | 15
Air CompressorWater CooledCentrifugal1000 | PL | Medical/Lab Gas Plant | Medical/Lab Gas | Air Compressor | AC | COMP | P | Air Compressor | AC | Water Cooled | WTR | Centrifugal | CNT | 1000 | HP | P-AC-WTR-CNT-1000 |  | PACWTRCNT | 15
Air CompressorWater CooledCentrifugal250 | PL | Medical/Lab Gas Plant | Medical/Lab Gas | Air Compressor | AC | COMP | P | Air Compressor | AC | Water Cooled | WTR | Centrifugal | CNT | 250 | HP | P-AC-WTR-CNT-250 |  | PACWTRCNT | 15
Air CompressorWater CooledCentrifugal250 | PL | Medical/Lab Gas Plant | Medical/Lab Gas | Air Compressor | AC | COMP | P | Air Compressor | AC | Water Cooled | WTR | Centrifugal | CNT | 250 | HP | P-AC-WTR-CNT-250 |  | PACWTRCNT | 15
Air CompressorWater CooledCentrifugal3000 | PL | Medical/Lab Gas Plant | Medical/Lab Gas | Air Compressor | AC | COMP | P | Air Compressor | AC | Water Cooled | WTR | Centrifugal | CNT | 3000 | HP | P-AC-WTR-CNT-3000 |  | PACWTRCNT | 15
Air CompressorWater CooledCentrifugal5000 | PL | Medical/Lab Gas Plant | Medical/Lab Gas | Air Compressor | AC | COMP | P | Air Compressor | AC | Water Cooled | WTR | Centrifugal | CNT | 5000 | HP | P-AC-WTR-CNT-5000 |  | PACWTRCNT | 15
Air CompressorWater CooledScrew100 | PL | Medical/Lab Gas Plant | Medical/Lab Gas | Air Compressor | AC | COMP | P | Air Compressor | AC | Water Cooled | WTR | Screw | SCW | 100 | HP | P-AC-WTR-SCW-100 |  | PACWTRSCW | 15
Air CompressorWater CooledScrew150 | PL | Medical/Lab Gas Plant | Medical/Lab Gas | Air Compressor | AC | COMP | P | Air Compressor | AC | Water Cooled | WTR | Screw | SCW | 150 | HP | P-AC-WTR-SCW-150 |  | PACWTRSCW | 15
Air CompressorWater CooledScrew250 | PL | Medical/Lab Gas Plant | Medical/Lab Gas | Air Compressor | AC | COMP | P | Air Compressor | AC | Water Cooled | WTR | Screw | SCW | 250 | HP | P-AC-WTR-SCW-250 |  | PACWTRSCW | 15
Air CompressorWater CooledScrew50 | PL | Medical/Lab Gas Plant | Medical/Lab Gas | Air Compressor | AC | COMP | P | Air Compressor | AC | Water Cooled | WTR | Screw | SCW | 50 | HP | P-AC-WTR-SCW-50 |  | PACWTRSCW | 15
Air CurtainElectricAll1000 | SM | Air Handling System Terminal Equipment | Terminal Equipment | Air Curtain | AC | AC | H | Air Curtain | ACT | Electric | ELE | All |  | 1000 | CFM | H-ACT-ELE--1000 |  | HACT | 10
Air CurtainElectricAll2000 | SM | Air Handling System Terminal Equipment | Terminal Equipment | Air Curtain | AC | AC | H | Air Curtain | ACT | Electric | ELE | All |  | 2000 | CFM | H-ACT-ELE--2000 |  | HACT | 10
Air CurtainHot WaterAll1000 | SM | Air Handling System Terminal Equipment | Terminal Equipment | Air Curtain | AC | AC | H | Air Curtain | ACT | Hot Water | HW | All |  | 1000 | CFM | H-ACT-HW--1000 |  | HACT | 10
Air CurtainHot WaterAll2000 | SM | Air Handling System Terminal Equipment | Terminal Equipment | Air Curtain | AC | AC | H | Air Curtain | ACT | Hot Water | HW | All |  | 2000 | CFM | H-ACT-HW--2000 |  | HACT | 10
Air CurtainHot WaterAll5000 | SM | Air Handling System Terminal Equipment | Terminal Equipment | Air Curtain | AC | AC | H | Air Curtain | ACT | Hot Water | HW | All |  | 5000 | CFM | H-ACT-HW--5000 |  | HACT | 10
Air CurtainNo HeatAll1000 | SM | Air Handling System Terminal Equipment | Terminal Equipment | Air Curtain | AC | AC | H | Air Curtain | ACT | No Heat | NOH | All |  | 1000 | CFM | H-ACT-NOH--1000 |  | HACT | 10
Air CurtainNo HeatAll2000 | SM | Air Handling System Terminal Equipment | Terminal Equipment | Air Curtain | AC | AC | H | Air Curtain | ACT | No Heat | NOH | All |  | 2000 | CFM | H-ACT-NOH--2000 |  | HACT | 10
Air CurtainNo HeatAll5000 | SM | Air Handling System Terminal Equipment | Terminal Equipment | Air Curtain | AC | AC | H | Air Curtain | ACT | No Heat | NOH | All |  | 5000 | CFM | H-ACT-NOH--5000 |  | HACT | 10
Air DryerAir DryerDesiccant10000 | PL | Medical/Lab Gas Plant | Medical/Lab Gas | Air Dryer |  |  | P | Air Dryer | AC | Air Dryer | AD | Desiccant | DES | 10000 | CFM | P-AC-AD-DES-10000 |  | PACAAD | 15
Air DryerAir DryerDesiccant15000 | PL | Medical/Lab Gas Plant | Medical/Lab Gas | Air Dryer |  |  | P | Air Dryer | AC | Air Dryer | AD | Desiccant | DES | 15000 | CFM | P-AC-AD-DES-15000 |  | PACAAD | 15
Air DryerAir DryerDesiccant2000 | PL | Medical/Lab Gas Plant | Medical/Lab Gas | Air Dryer |  |  | P | Air Dryer | AC | Air Dryer | AD | Desiccant | DES | 2000 | CFM | P-AC-AD-DES-2000 |  | PACAAD | 15
Air DryerAir DryerDesiccant5000 | PL | Medical/Lab Gas Plant | Medical/Lab Gas | Air Dryer |  |  | P | Air Dryer | AC | Air Dryer | AD | Desiccant | DES | 5000 | CFM | P-AC-AD-DES-5000 |  | PACAAD | 15
Air DryerAir DryerRefrigerated100 | PL | Medical/Lab Gas Plant | Medical/Lab Gas | Air Dryer |  |  | P | Air Dryer | AC | Air Dryer | AD | Refrigerated | REF | 100 | CFM | P-AC-AD-REF-100 |  | PACAAD | 15
Air DryerAir DryerRefrigerated1000 | PL | Medical/Lab Gas Plant | Medical/Lab Gas | Air Dryer |  |  | P | Air Dryer | AC | Air Dryer | AD | Refrigerated | REF | 1000 | CFM | P-AC-AD-REF-1000 |  | PACAAD | 15
Air DryerAir DryerRefrigerated2000 | PL | Medical/Lab Gas Plant | Medical/Lab Gas | Air Dryer |  |  | P | Air Dryer | AC | Air Dryer | AD | Refrigerated | REF | 2000 | CFM | P-AC-AD-REF-2000 |  | PACAAD | 15
Air DryerAir DryerRefrigerated500 | PL | Medical/Lab Gas Plant | Medical/Lab Gas | Air Dryer |  |  | P | Air Dryer | AC | Air Dryer | AD | Refrigerated | REF | 500 | CFM | P-AC-AD-REF-500 |  | PACAAD | 15
Air Handling UnitChilled Water, Heating WaterCustom10000 | SM | Air Handling Units | Air Handling Units | Air Handling Unit | AHU | AHU | H | Air Handling Unit | AHU | Chilled Water, Heating Water | CHW | Custom | CST | 10000 | CFM | H-AHU-CHW-CST-10000 |  | HAHUCHWCST | 20
Air Handling UnitChilled Water, Heating WaterCustom100000 | SM | Air Handling Units | Air Handling Units | Air Handling Unit | AHU | AHU | H | Air Handling Unit | AHU | Chilled Water, Heating Water | CHW | Custom | CST | 100000 | CFM | H-AHU-CHW-CST-100000 |  | HAHUCHWCST | 20
Air Handling UnitChilled Water, Heating WaterCustom20000 | SM | Air Handling Units | Air Handling Units | Air Handling Unit | AHU | AHU | H | Air Handling Unit | AHU | Chilled Water, Heating Water | CHW | Custom | CST | 20000 | CFM | H-AHU-CHW-CST-20000 |  | HAHUCHWCST | 20
Air Handling UnitChilled Water, Heating WaterCustom40000 | SM | Air Handling Units | Air Handling Units | Air Handling Unit | AHU | AHU | H | Air Handling Unit | AHU | Chilled Water, Heating Water | CHW | Custom | CST | 40000 | CFM | H-AHU-CHW-CST-40000 |  | HAHUCHWCST | 20
Air Handling UnitChilled Water, Heating WaterCustom5000 | SM | Air Handling Units | Air Handling Units | Air Handling Unit | AHU | AHU | H | Air Handling Unit | AHU | Chilled Water, Heating Water | CHW | Custom | CST | 5000 | CFM | H-AHU-CHW-CST-5000 |  | HAHUCHWCST | 20
Air Handling UnitChilled Water, Heating WaterCustom60000 | SM | Air Handling Units | Air Handling Units | Air Handling Unit | AHU | AHU | H | Air Handling Unit | AHU | Chilled Water, Heating Water | CHW | Custom | CST | 60000 | CFM | H-AHU-CHW-CST-60000 |  | HAHUCHWCST | 20
Air Handling UnitChilled Water, Heating WaterCustom80000 | SM | Air Handling Units | Air Handling Units | Air Handling Unit | AHU | AHU | H | Air Handling Unit | AHU | Chilled Water, Heating Water | CHW | Custom | CST | 80000 | CFM | H-AHU-CHW-CST-80000 |  | HAHUCHWCST | 20
Air Handling UnitChilled Water, Heating WaterPackaged10000 | SM | Air Handling Units | Air Handling Units | Air Handling Unit | AHU | AHU | H | Air Handling Unit | AHU | Chilled Water, Heating Water | CHW | Packaged | PKG | 10000 | CFM | H-AHU-CHW-PKG-10000 |  | HAHUCHWPKG | 20
Air Handling UnitChilled Water, Heating WaterPackaged100000 | SM | Air Handling Units | Air Handling Units | Air Handling Unit | AHU | AHU | H | Air Handling Unit | AHU | Chilled Water, Heating Water | CHW | Packaged | PKG | 100000 | CFM | H-AHU-CHW-PKG-100000 |  | HAHUCHWPKG | 20
Air Handling UnitChilled Water, Heating WaterPackaged20000 | SM | Air Handling Units | Air Handling Units | Air Handling Unit | AHU | AHU | H | Air Handling Unit | AHU | Chilled Water, Heating Water | CHW | Packaged | PKG | 20000 | CFM | H-AHU-CHW-PKG-20000 |  | HAHUCHWPKG | 20
Air Handling UnitChilled Water, Heating WaterPackaged40000 | SM | Air Handling Units | Air Handling Units | Air Handling Unit | AHU | AHU | H | Air Handling Unit | AHU | Chilled Water, Heating Water | CHW | Packaged | PKG | 40000 | CFM | H-AHU-CHW-PKG-40000 |  | HAHUCHWPKG | 20
Air Handling UnitChilled Water, Heating WaterPackaged5000 | SM | Air Handling Units | Air Handling Units | Air Handling Unit | AHU | AHU | H | Air Handling Unit | AHU | Chilled Water, Heating Water | CHW | Packaged | PKG | 5000 | CFM | H-AHU-CHW-PKG-5000 |  | HAHUCHWPKG | 20
Air Handling UnitChilled Water, Heating WaterPackaged60000 | SM | Air Handling Units | Air Handling Units | Air Handling Unit | AHU | AHU | H | Air Handling Unit | AHU | Chilled Water, Heating Water | CHW | Packaged | PKG | 60000 | CFM | H-AHU-CHW-PKG-60000 |  | HAHUCHWPKG | 20
Air Handling UnitChilled Water, Heating WaterPackaged80000 | SM | Air Handling Units | Air Handling Units | Air Handling Unit | AHU | AHU | H | Air Handling Unit | AHU | Chilled Water, Heating Water | CHW | Packaged | PKG | 80000 | CFM | H-AHU-CHW-PKG-80000 |  | HAHUCHWPKG | 20
Air Handling UnitDX, Gas-FiredCustom10000 | SM | Air Handling Units | Air Handling Units | Air Handling Unit | AHU | AHU | H | Air Handling Unit | AHU | DX, Gas-Fired | DXG | Custom | CST | 10000 | CFM | H-AHU-DXG-CST-10000 |  | HAHUDXGCST | 20
Air Handling UnitDX, Gas-FiredCustom100000 | SM | Air Handling Units | Air Handling Units | Air Handling Unit | AHU | AHU | H | Air Handling Unit | AHU | DX, Gas-Fired | DXG | Custom | CST | 100000 | CFM | H-AHU-DXG-CST-100000 |  | HAHUDXGCST | 20
Air Handling UnitDX, Gas-FiredCustom20000 | SM | Air Handling Units | Air Handling Units | Air Handling Unit | AHU | AHU | H | Air Handling Unit | AHU | DX, Gas-Fired | DXG | Custom | CST | 20000 | CFM | H-AHU-DXG-CST-20000 |  | HAHUDXGCST | 20
Air Handling UnitDX, Gas-FiredCustom40000 | SM | Air Handling Units | Air Handling Units | Air Handling Unit | AHU | AHU | H | Air Handling Unit | AHU | DX, Gas-Fired | DXG | Custom | CST | 40000 | CFM | H-AHU-DXG-CST-40000 |  | HAHUDXGCST | 20
Air Handling UnitDX, Gas-FiredCustom5000 | SM | Air Handling Units | Air Handling Units | Air Handling Unit | AHU | AHU | H | Air Handling Unit | AHU | DX, Gas-Fired | DXG | Custom | CST | 5000 | CFM | H-AHU-DXG-CST-5000 |  | HAHUDXGCST | 20
Air Handling UnitDX, Gas-FiredCustom60000 | SM | Air Handling Units | Air Handling Units | Air Handling Unit | AHU | AHU | H | Air Handling Unit | AHU | DX, Gas-Fired | DXG | Custom | CST | 60000 | CFM | H-AHU-DXG-CST-60000 |  | HAHUDXGCST | 20
Air Handling UnitDX, Gas-FiredCustom80000 | SM | Air Handling Units | Air Handling Units | Air Handling Unit | AHU | AHU | H | Air Handling Unit | AHU | DX, Gas-Fired | DXG | Custom | CST | 80000 | CFM | H-AHU-DXG-CST-80000 |  | HAHUDXGCST | 20
Air Handling UnitDX, Gas-FiredPackaged10000 | SM | Air Handling Units | Air Handling Units | Air Handling Unit | AHU | AHU | H | Air Handling Unit | AHU | DX, Gas-Fired | DXG | Packaged | PKG | 10000 | CFM | H-AHU-DXG-PKG-10000 |  | HAHUDXGPKG | 20
Air Handling UnitDX, Gas-FiredPackaged100000 | SM | Air Handling Units | Air Handling Units | Air Handling Unit | AHU | AHU | H | Air Handling Unit | AHU | DX, Gas-Fired | DXG | Packaged | PKG | 100000 | CFM | H-AHU-DXG-PKG-100000 |  | HAHUDXGPKG | 20
Air Handling UnitDX, Gas-FiredPackaged20000 | SM | Air Handling Units | Air Handling Units | Air Handling Unit | AHU | AHU | H | Air Handling Unit | AHU | DX, Gas-Fired | DXG | Packaged | PKG | 20000 | CFM | H-AHU-DXG-PKG-20000 |  | HAHUDXGPKG | 20
Air Handling UnitDX, Gas-FiredPackaged40000 | SM | Air Handling Units | Air Handling Units | Air Handling Unit | AHU | AHU | H | Air Handling Unit | AHU | DX, Gas-Fired | DXG | Packaged | PKG | 40000 | CFM | H-AHU-DXG-PKG-40000 |  | HAHUDXGPKG | 20
Air Handling UnitDX, Gas-FiredPackaged5000 | SM | Air Handling Units | Air Handling Units | Air Handling Unit | AHU | AHU | H | Air Handling Unit | AHU | DX, Gas-Fired | DXG | Packaged | PKG | 5000 | CFM | H-AHU-DXG-PKG-5000 |  | HAHUDXGPKG | 20
Air Handling UnitDX, Gas-FiredPackaged60000 | SM | Air Handling Units | Air Handling Units | Air Handling Unit | AHU | AHU | H | Air Handling Unit | AHU | DX, Gas-Fired | DXG | Packaged | PKG | 60000 | CFM | H-AHU-DXG-PKG-60000 |  | HAHUDXGPKG | 20
Air Handling UnitDX, Gas-FiredPackaged80000 | SM | Air Handling Units | Air Handling Units | Air Handling Unit | AHU | AHU | H | Air Handling Unit | AHU | DX, Gas-Fired | DXG | Packaged | PKG | 80000 | CFM | H-AHU-DXG-PKG-80000 |  | HAHUDXGPKG | 20
Air Handling UnitDX, Heating WaterCustom10000 | SM | Air Handling Units | Air Handling Units | Air Handling Unit | AHU | AHU | H | Air Handling Unit | AHU | DX, Heating Water | DXH | Custom | CST | 10000 | CFM | H-AHU-DXH-CST-10000 |  | HAHUDXHCST | 20
Air Handling UnitDX, Heating WaterCustom100000 | SM | Air Handling Units | Air Handling Units | Air Handling Unit | AHU | AHU | H | Air Handling Unit | AHU | DX, Heating Water | DXH | Custom | CST | 100000 | CFM | H-AHU-DXH-CST-100000 |  | HAHUDXHCST | 20
Air Handling UnitDX, Heating WaterCustom20000 | SM | Air Handling Units | Air Handling Units | Air Handling Unit | AHU | AHU | H | Air Handling Unit | AHU | DX, Heating Water | DXH | Custom | CST | 20000 | CFM | H-AHU-DXH-CST-20000 |  | HAHUDXHCST | 20
Air Handling UnitDX, Heating WaterCustom40000 | SM | Air Handling Units | Air Handling Units | Air Handling Unit | AHU | AHU | H | Air Handling Unit | AHU | DX, Heating Water | DXH | Custom | CST | 40000 | CFM | H-AHU-DXH-CST-40000 |  | HAHUDXHCST | 20
Air Handling UnitDX, Heating WaterCustom5000 | SM | Air Handling Units | Air Handling Units | Air Handling Unit | AHU | AHU | H | Air Handling Unit | AHU | DX, Heating Water | DXH | Custom | CST | 5000 | CFM | H-AHU-DXH-CST-5000 |  | HAHUDXHCST | 20
Air Handling UnitDX, Heating WaterCustom60000 | SM | Air Handling Units | Air Handling Units | Air Handling Unit | AHU | AHU | H | Air Handling Unit | AHU | DX, Heating Water | DXH | Custom | CST | 60000 | CFM | H-AHU-DXH-CST-60000 |  | HAHUDXHCST | 20
Air Handling UnitDX, Heating WaterCustom80000 | SM | Air Handling Units | Air Handling Units | Air Handling Unit | AHU | AHU | H | Air Handling Unit | AHU | DX, Heating Water | DXH | Custom | CST | 80000 | CFM | H-AHU-DXH-CST-80000 |  | HAHUDXHCST | 20
Air Handling UnitDX, Heating WaterPackaged10000 | SM | Air Handling Units | Air Handling Units | Air Handling Unit | AHU | AHU | H | Air Handling Unit | AHU | DX, Heating Water | DXH | Packaged | PKG | 10000 | CFM | H-AHU-DXH-PKG-10000 |  | HAHUDXHPKG | 20
Air Handling UnitDX, Heating WaterPackaged100000 | SM | Air Handling Units | Air Handling Units | Air Handling Unit | AHU | AHU | H | Air Handling Unit | AHU | DX, Heating Water | DXH | Packaged | PKG | 100000 | CFM | H-AHU-DXH-PKG-100000 |  | HAHUDXHPKG | 20
Air Handling UnitDX, Heating WaterPackaged20000 | SM | Air Handling Units | Air Handling Units | Air Handling Unit | AHU | AHU | H | Air Handling Unit | AHU | DX, Heating Water | DXH | Packaged | PKG | 20000 | CFM | H-AHU-DXH-PKG-20000 |  | HAHUDXHPKG | 20
Air Handling UnitDX, Heating WaterPackaged40000 | SM | Air Handling Units | Air Handling Units | Air Handling Unit | AHU | AHU | H | Air Handling Unit | AHU | DX, Heating Water | DXH | Packaged | PKG | 40000 | CFM | H-AHU-DXH-PKG-40000 |  | HAHUDXHPKG | 20
Air Handling UnitDX, Heating WaterPackaged5000 | SM | Air Handling Units | Air Handling Units | Air Handling Unit | AHU | AHU | H | Air Handling Unit | AHU | DX, Heating Water | DXH | Packaged | PKG | 5000 | CFM | H-AHU-DXH-PKG-5000 |  | HAHUDXHPKG | 20
Air Handling UnitDX, Heating WaterPackaged60000 | SM | Air Handling Units | Air Handling Units | Air Handling Unit | AHU | AHU | H | Air Handling Unit | AHU | DX, Heating Water | DXH | Packaged | PKG | 60000 | CFM | H-AHU-DXH-PKG-60000 |  | HAHUDXHPKG | 20
Air Handling UnitDX, Heating WaterPackaged80000 | SM | Air Handling Units | Air Handling Units | Air Handling Unit | AHU | AHU | H | Air Handling Unit | AHU | DX, Heating Water | DXH | Packaged | PKG | 80000 | CFM | H-AHU-DXH-PKG-80000 |  | HAHUDXHPKG | 20
Air Handling UnitOtherCustom10000 | SM | Air Handling Units | Air Handling Units | Air Handling Unit | AHU | AHU | H | Air Handling Unit | AHU | Other | OTH | Custom | CST | 10000 | CFM | H-AHU-OTH-CST-10000 |  | HAHUOTHCST | 20
Air Handling UnitOtherCustom100000 | SM | Air Handling Units | Air Handling Units | Air Handling Unit | AHU | AHU | H | Air Handling Unit | AHU | Other | OTH | Custom | CST | 100000 | CFM | H-AHU-OTH-CST-100000 |  | HAHUOTHCST | 20
Air Handling UnitOtherCustom20000 | SM | Air Handling Units | Air Handling Units | Air Handling Unit | AHU | AHU | H | Air Handling Unit | AHU | Other | OTH | Custom | CST | 20000 | CFM | H-AHU-OTH-CST-20000 |  | HAHUOTHCST | 20
Air Handling UnitOtherCustom40000 | SM | Air Handling Units | Air Handling Units | Air Handling Unit | AHU | AHU | H | Air Handling Unit | AHU | Other | OTH | Custom | CST | 40000 | CFM | H-AHU-OTH-CST-40000 |  | HAHUOTHCST | 20
Air Handling UnitOtherCustom5000 | SM | Air Handling Units | Air Handling Units | Air Handling Unit | AHU | AHU | H | Air Handling Unit | AHU | Other | OTH | Custom | CST | 5000 | CFM | H-AHU-OTH-CST-5000 |  | HAHUOTHCST | 20
Air Handling UnitOtherCustom60000 | SM | Air Handling Units | Air Handling Units | Air Handling Unit | AHU | AHU | H | Air Handling Unit | AHU | Other | OTH | Custom | CST | 60000 | CFM | H-AHU-OTH-CST-60000 |  | HAHUOTHCST | 20
Air Handling UnitOtherCustom80000 | SM | Air Handling Units | Air Handling Units | Air Handling Unit | AHU | AHU | H | Air Handling Unit | AHU | Other | OTH | Custom | CST | 80000 | CFM | H-AHU-OTH-CST-80000 |  | HAHUOTHCST | 20
Air Handling UnitOtherPackaged10000 | SM | Air Handling Units | Air Handling Units | Air Handling Unit | AHU | AHU | H | Air Handling Unit | AHU | Other | OTH | Packaged | PKG | 10000 | CFM | H-AHU-OTH-PKG-10000 |  | HAHUOTHPKG | 20
Air Handling UnitOtherPackaged100000 | SM | Air Handling Units | Air Handling Units | Air Handling Unit | AHU | AHU | H | Air Handling Unit | AHU | Other | OTH | Packaged | PKG | 100000 | CFM | H-AHU-OTH-PKG-100000 |  | HAHUOTHPKG | 20
Air Handling UnitOtherPackaged20000 | SM | Air Handling Units | Air Handling Units | Air Handling Unit | AHU | AHU | H | Air Handling Unit | AHU | Other | OTH | Packaged | PKG | 20000 | CFM | H-AHU-OTH-PKG-20000 |  | HAHUOTHPKG | 20
Air Handling UnitOtherPackaged40000 | SM | Air Handling Units | Air Handling Units | Air Handling Unit | AHU | AHU | H | Air Handling Unit | AHU | Other | OTH | Packaged | PKG | 40000 | CFM | H-AHU-OTH-PKG-40000 |  | HAHUOTHPKG | 20
Air Handling UnitOtherPackaged5000 | SM | Air Handling Units | Air Handling Units | Air Handling Unit | AHU | AHU | H | Air Handling Unit | AHU | Other | OTH | Packaged | PKG | 5000 | CFM | H-AHU-OTH-PKG-5000 |  | HAHUOTHPKG | 20
Air Handling UnitOtherPackaged60000 | SM | Air Handling Units | Air Handling Units | Air Handling Unit | AHU | AHU | H | Air Handling Unit | AHU | Other | OTH | Packaged | PKG | 60000 | CFM | H-AHU-OTH-PKG-60000 |  | HAHUOTHPKG | 20
Air Handling UnitOtherPackaged80000 | SM | Air Handling Units | Air Handling Units | Air Handling Unit | AHU | AHU | H | Air Handling Unit | AHU | Other | OTH | Packaged | PKG | 80000 | CFM | H-AHU-OTH-PKG-80000 |  | HAHUOTHPKG | 20
Air ReceiverAir ReceiverAll1000 | PL | Medical/Lab Gas Plant | Medical/Lab Gas | Air Receiver |  |  | P | Air Receiver | AC | Air Receiver | AR | All |  | 1000 | GAL | P-AC-AR--1000 |  | PACAARX | 15
Air ReceiverAir ReceiverAll200 | PL | Medical/Lab Gas Plant | Medical/Lab Gas | Air Receiver |  |  | P | Air Receiver | AC | Air Receiver | AR | All |  | 200 | GAL | P-AC-AR--200 |  | PACAARX | 15
Air ReceiverAir ReceiverAll2000 | PL | Medical/Lab Gas Plant | Medical/Lab Gas | Air Receiver |  |  | P | Air Receiver | AC | Air Receiver | AR | All |  | 2000 | GAL | P-AC-AR--2000 |  | PACAARX | 15
Air ReceiverAir ReceiverAll300 | PL | Medical/Lab Gas Plant | Medical/Lab Gas | Air Receiver |  |  | P | Air Receiver | AC | Air Receiver | AR | All |  | 300 | GAL | P-AC-AR--300 |  | PACAARX | 15
Air ReceiverAir ReceiverAll3000 | PL | Medical/Lab Gas Plant | Medical/Lab Gas | Air Receiver |  |  | P | Air Receiver | AC | Air Receiver | AR | All |  | 3000 | GAL | P-AC-AR--3000 |  | PACAARX | 15
Air ReceiverAir ReceiverAll500 | PL | Medical/Lab Gas Plant | Medical/Lab Gas | Air Receiver |  |  | P | Air Receiver | AC | Air Receiver | AR | All |  | 500 | GAL | P-AC-AR--500 |  | PACAARX | 15
Air ReceiverAir ReceiverAll5000 | PL | Medical/Lab Gas Plant | Medical/Lab Gas | Air Receiver |  |  | P | Air Receiver | AC | Air Receiver | AR | All |  | 5000 | GAL | P-AC-AR--5000 |  | PACAARX | 15
Air Rotation UnitNo CoolingElectric10000 | SM | Air Rotation Units | Air Handling Units | Air Rotation Unit | ARU | AHU | H | Air Rotation Unit | ARU | No Cooling | NoC | Electric | ELE | 10000 | CFM | H-ARU-NoC-ELE-10000 |  | HAHUARU | 20
Air Rotation UnitNo CoolingGas Fired10000 | SM | Air Rotation Units | Air Handling Units | Air Rotation Unit | ARU | AHU | H | Air Rotation Unit | ARU | No Cooling | NoC | Gas Fired | GAS | 10000 | CFM | H-ARU-NoC-GAS-10000 |  | HAHUARU | 20
Air Rotation UnitNo CoolingHot Water10000 | SM | Air Rotation Units | Air Handling Units | Air Rotation Unit | ARU | AHU | H | Air Rotation Unit | ARU | No Cooling | NoC | Hot Water | HW | 10000 | CFM | H-ARU-NoC-HW-10000 |  | HAHUARU | 20
Air Rotation UnitNo CoolingHot Water10000 | SM | Air Rotation Units | Air Handling Units | Air Rotation Unit | ARU | AHU | H | Air Rotation Unit | ARU | No Cooling | NoC | Hot Water | HW | 10000 | CFM | H-ARU-NoC-HW-10000 |  | HAHUARU | 20
Air Rotation UnitNo CoolingHot Water20000 | SM | Air Rotation Units | Air Handling Units | Air Rotation Unit | ARU | AHU | H | Air Rotation Unit | ARU | No Cooling | NoC | Hot Water | HW | 20000 | CFM | H-ARU-NoC-HW-20000 |  | HAHUARU | 20
Air Rotation UnitNo CoolingHot Water40000 | SM | Air Rotation Units | Air Handling Units | Air Rotation Unit | ARU | AHU | H | Air Rotation Unit | ARU | No Cooling | NoC | Hot Water | HW | 40000 | CFM | H-ARU-NoC-HW-40000 |  | HAHUARU | 20
Air Rotation UnitNo CoolingNo Heating10000 | SM | Air Rotation Units | Air Handling Units | Air Rotation Unit | ARU | AHU | H | Air Rotation Unit | ARU | No Cooling | NoC | No Heating | NoH | 10000 | CFM | H-ARU-NoC-NoH-10000 |  | HAHUARU | 20
Air Rotation UnitNo CoolingNo Heating20000 | SM | Air Rotation Units | Air Handling Units | Air Rotation Unit | ARU | AHU | H | Air Rotation Unit | ARU | No Cooling | NoC | No Heating | NoH | 20000 | CFM | H-ARU-NoC-NoH-20000 |  | HAHUARU | 20
Air Rotation UnitNo CoolingNo Heating40000 | SM | Air Rotation Units | Air Handling Units | Air Rotation Unit | ARU | AHU | H | Air Rotation Unit | ARU | No Cooling | NoC | No Heating | NoH | 40000 | CFM | H-ARU-NoC-NoH-40000 |  | HAHUARU | 20
Air Rotation UnitNo CoolingNo Heating60000 | SM | Air Rotation Units | Air Handling Units | Air Rotation Unit | ARU | AHU | H | Air Rotation Unit | ARU | No Cooling | NoC | No Heating | NoH | 60000 | CFM | H-ARU-NoC-NoH-60000 |  | HAHUARU | 20
Air ScoopAllFlanged2 | PF | Heating Water Boiler Plant | Heating Water | Air Scoop |  |  | H | Air Scoop | ASC | All |  | Flanged | FLG | 2 | INCHES | H-ASC--FLG-2 |  |  | 20
Air ScoopAllFlanged2 | PL | Domestic Water Plant | Domestic Water | Air Scoop |  |  | P | Air Scoop | ASC | All |  | Flanged | FLG | 2 | INCHES | P-ASC--FLG-2 |  |  | 20
Air ScoopAllThreaded4 | PF | Heating Water Boiler Plant | Heating Water | Air Scoop |  |  | H | Air Scoop | ASC | All |  | Threaded | THD | 4 | INCHES | H-ASC--THD-4 |  |  | 20
Air ScoopAllThreaded4 | PL | Domestic Water Plant | Domestic Water | Air Scoop |  |  | P | Air Scoop | ASC | All |  | Threaded | THD | 4 | INCHES | P-ASC--THD-4 |  |  | 20
Air ScoopAllThreaded6 | PF | Heating Water Boiler Plant | Heating Water | Air Scoop |  |  | H | Air Scoop | ASC | All |  | Threaded | THD | 6 | INCHES | H-ASC--THD-6 |  |  | 20
Air ScoopAllThreaded6 | PL | Domestic Water Plant | Domestic Water | Air Scoop |  |  | P | Air Scoop | ASC | All |  | Threaded | THD | 6 | INCHES | P-ASC--THD-6 |  |  | 20
Air SeparatorAllFlanged12 | PF | Chiller Plant, Cooling Tower Plant, Hot Water Boiler Plant | Chilled, Condenser, Heating Water | Air Separator | AS | AS | H | Air Separator | AS | All |  | Flanged | FLG | 12 | INCHES | H-AS--FLG-12 |  | HAS | 20
Air SeparatorAllFlanged20 | PF | Chiller Plant, Cooling Tower Plant, Hot Water Boiler Plant | Chilled, Condenser, Heating Water | Air Separator | AS | AS | H | Air Separator | AS | All |  | Flanged | FLG | 20 | INCHES | H-AS--FLG-20 |  | HAS | 20
Air SeparatorAllFlanged8 | PF | Chiller Plant, Cooling Tower Plant, Hot Water Boiler Plant | Chilled, Condenser, Heating Water | Air Separator | AS | AS | H | Air Separator | AS | All |  | Flanged | FLG | 8 | INCHES | H-AS--FLG-8 |  | HAS | 20
Air SeparatorAllThreaded4 | PF | Chiller Plant, Cooling Tower Plant, Hot Water Boiler Plant | Chilled, Condenser, Heating Water | Air Separator | AS | AS | H | Air Separator | AS | All |  | Threaded | THD | 4 | INCHES | H-AS--THD-4 |  | HAS | 20
Baseboard RadiationElectricWith Cover1 | PF | Air Handling System Terminal Equipment | Terminal Equipment | Baseboard Radiation | BBR | BBR | H | Baseboard Radiation | BBR | Electric | ELE | With Cover | CVR | 1 | LF | H-BBR-ELE-CVR-1 |  | HBBRELECVR | 13
Baseboard RadiationElectricWith Cover3 | PF | Air Handling System Terminal Equipment | Terminal Equipment | Baseboard Radiation | BBR | BBR | H | Baseboard Radiation | BBR | Electric | ELE | With Cover | CVR | 3 | LF | H-BBR-ELE-CVR-3 |  | HBBRELECVR | 13
Baseboard RadiationElectricWith Cover4 | PF | Air Handling System Terminal Equipment | Terminal Equipment | Baseboard Radiation | BBR | BBR | H | Baseboard Radiation | BBR | Electric | ELE | With Cover | CVR | 4 | LF | H-BBR-ELE-CVR-4 |  | HBBRELECVR | 13
Baseboard RadiationElectricWith Cover8 | PF | Air Handling System Terminal Equipment | Terminal Equipment | Baseboard Radiation | BBR | BBR | H | Baseboard Radiation | BBR | Electric | ELE | With Cover | CVR | 8 | LF | H-BBR-ELE-CVR-8 |  | HBBRELECVR | 13
Baseboard RadiationHot WaterOpen (Without Cover)1 | PF | Air Handling System Terminal Equipment | Terminal Equipment | Baseboard Radiation | BBR | BBR | H | Baseboard Radiation | BBR | Hot Water | HW | Open (Without Cover) | OPN | 1 | LF | H-BBR-HW-OPN-1 |  | HBBRHWCVR | 20
Baseboard RadiationHot WaterWith Cover1 | PF | Air Handling System Terminal Equipment | Terminal Equipment | Baseboard Radiation | BBR | BBR | H | Baseboard Radiation | BBR | Hot Water | HW | With Cover | CVR | 1 | LF | H-BBR-HW-CVR-1 |  | HBBRHWCVR | 20
Baseboard RadiationHot WaterWith Cover3 | PF | Air Handling System Terminal Equipment | Terminal Equipment | Baseboard Radiation | BBR | BBR | H | Baseboard Radiation | BBR | Hot Water | HW | With Cover | CVR | 3 | LF | H-BBR-HW-CVR-3 |  | HBBRHWCVR | 20
Baseboard RadiationHot WaterWith Cover4 | PF | Air Handling System Terminal Equipment | Terminal Equipment | Baseboard Radiation | BBR | BBR | H | Baseboard Radiation | BBR | Hot Water | HW | With Cover | CVR | 4 | LF | H-BBR-HW-CVR-4 |  | HBBRHWCVR | 20
Baseboard RadiationHot WaterWith Cover8 | PF | Air Handling System Terminal Equipment | Terminal Equipment | Baseboard Radiation | BBR | BBR | H | Baseboard Radiation | BBR | Hot Water | HW | With Cover | CVR | 8 | LF | H-BBR-HW-CVR-8 |  | HBBRHWCVR | 20
BoilerHot WaterCast Iron Sectional1000 | PF | Heating Water Boiler Plant | Heating Water | Heating Water Boiler | HWB | HWB | H | Boiler | BLR | Hot Water | HW | Cast Iron Sectional | CIS | 1000 | MBH | H-BLR-HW-CIS-1000 |  | HBLRHWCIS | 35
BoilerHot WaterCast Iron Sectional2000 | PF | Heating Water Boiler Plant | Heating Water | Heating Water Boiler | HWB | HWB | H | Boiler | BLR | Hot Water | HW | Cast Iron Sectional | CIS | 2000 | MBH | H-BLR-HW-CIS-2000 |  | HBLRHWCIS | 35
BoilerHot WaterCast Iron Sectional3000 | PF | Heating Water Boiler Plant | Heating Water | Heating Water Boiler | HWB | HWB | H | Boiler | BLR | Hot Water | HW | Cast Iron Sectional | CIS | 3000 | MBH | H-BLR-HW-CIS-3000 |  | HBLRHWCIS | 35
BoilerHot WaterCast Iron Sectional4000 | PF | Heating Water Boiler Plant | Heating Water | Heating Water Boiler | HWB | HWB | H | Boiler | BLR | Hot Water | HW | Cast Iron Sectional | CIS | 4000 | MBH | H-BLR-HW-CIS-4000 |  | HBLRHWCIS | 35
BoilerHot WaterCast Iron Sectional500 | PF | Heating Water Boiler Plant | Heating Water | Heating Water Boiler | HWB | HWB | H | Boiler | BLR | Hot Water | HW | Cast Iron Sectional | CIS | 500 | MBH | H-BLR-HW-CIS-500 |  | HBLRHWCIS | 35
BoilerHot WaterCast Iron Sectional5000 | PF | Heating Water Boiler Plant | Heating Water | Heating Water Boiler | HWB | HWB | H | Boiler | BLR | Hot Water | HW | Cast Iron Sectional | CIS | 5000 | MBH | H-BLR-HW-CIS-5000 |  | HBLRHWCIS | 35
BoilerHot WaterCast Iron Sectional6000 | PF | Heating Water Boiler Plant | Heating Water | Heating Water Boiler | HWB | HWB | H | Boiler | BLR | Hot Water | HW | Cast Iron Sectional | CIS | 6000 | MBH | H-BLR-HW-CIS-6000 |  | HBLRHWCIS | 35
BoilerHot WaterCast Iron Sectional7000 | PF | Heating Water Boiler Plant | Heating Water | Heating Water Boiler | HWB | HWB | H | Boiler | BLR | Hot Water | HW | Cast Iron Sectional | CIS | 7000 | MBH | H-BLR-HW-CIS-7000 |  | HBLRHWCIS | 35
BoilerHot WaterCast Iron Sectional8000 | PF | Heating Water Boiler Plant | Heating Water | Heating Water Boiler | HWB | HWB | H | Boiler | BLR | Hot Water | HW | Cast Iron Sectional | CIS | 8000 | MBH | H-BLR-HW-CIS-8000 |  | HBLRHWCIS | 35
BoilerHot WaterCopper Water Tube1000 | PF | Heating Water Boiler Plant | Heating Water | Heating Water Boiler | HWB | HWB | H | Boiler | BLR | Hot Water | HW | Copper Water Tube | CWT | 1000 | MBH | H-BLR-HW-CWT-1000 |  | HBLRHWCWT | 20
BoilerHot WaterCopper Water Tube1500 | PF | Heating Water Boiler Plant | Heating Water | Heating Water Boiler | HWB | HWB | H | Boiler | BLR | Hot Water | HW | Copper Water Tube | CWT | 1500 | MBH | H-BLR-HW-CWT-1500 |  | HBLRHWCWT | 20
BoilerHot WaterCopper Water Tube2000 | PF | Heating Water Boiler Plant | Heating Water | Heating Water Boiler | HWB | HWB | H | Boiler | BLR | Hot Water | HW | Copper Water Tube | CWT | 2000 | MBH | H-BLR-HW-CWT-2000 |  | HBLRHWCWT | 20
BoilerHot WaterCopper Water Tube3000 | PF | Heating Water Boiler Plant | Heating Water | Heating Water Boiler | HWB | HWB | H | Boiler | BLR | Hot Water | HW | Copper Water Tube | CWT | 3000 | MBH | H-BLR-HW-CWT-3000 |  | HBLRHWCWT | 20
BoilerHot WaterCopper Water Tube4000 | PF | Heating Water Boiler Plant | Heating Water | Heating Water Boiler | HWB | HWB | H | Boiler | BLR | Hot Water | HW | Copper Water Tube | CWT | 4000 | MBH | H-BLR-HW-CWT-4000 |  | HBLRHWCWT | 20
BoilerHot WaterCopper Water Tube500 | PF | Heating Water Boiler Plant | Heating Water | Heating Water Boiler | HWB | HWB | H | Boiler | BLR | Hot Water | HW | Copper Water Tube | CWT | 500 | MBH | H-BLR-HW-CWT-500 |  | HBLRHWCWT | 20
BoilerHot WaterElectric1000 | PF | Heating Water Boiler Plant | Heating Water | Heating Water Boiler | HWB | HWB | H | Boiler | BLR | Hot Water | HW | Electric | ELE | 1000 | MBH | H-BLR-HW-ELE-1000 |  | HBLRHWELE | 15
BoilerHot WaterElectric10000 | PF | Heating Water Boiler Plant | Heating Water | Heating Water Boiler | HWB | HWB | H | Boiler | BLR | Hot Water | HW | Electric | ELE | 10000 | MBH | H-BLR-HW-ELE-10000 |  | HBLRHWELE | 15
BoilerHot WaterElectric2000 | PF | Heating Water Boiler Plant | Heating Water | Heating Water Boiler | HWB | HWB | H | Boiler | BLR | Hot Water | HW | Electric | ELE | 2000 | MBH | H-BLR-HW-ELE-2000 |  | HBLRHWELE | 15
BoilerHot WaterElectric4000 | PF | Heating Water Boiler Plant | Heating Water | Heating Water Boiler | HWB | HWB | H | Boiler | BLR | Hot Water | HW | Electric | ELE | 4000 | MBH | H-BLR-HW-ELE-4000 |  | HBLRHWELE | 15
BoilerHot WaterElectric500 | PF | Heating Water Boiler Plant | Heating Water | Heating Water Boiler | HWB | HWB | H | Boiler | BLR | Hot Water | HW | Electric | ELE | 500 | MBH | H-BLR-HW-ELE-500 |  | HBLRHWELE | 15
BoilerHot WaterElectric6000 | PF | Heating Water Boiler Plant | Heating Water | Heating Water Boiler | HWB | HWB | H | Boiler | BLR | Hot Water | HW | Electric | ELE | 6000 | MBH | H-BLR-HW-ELE-6000 |  | HBLRHWELE | 15
BoilerHot WaterElectric8000 | PF | Heating Water Boiler Plant | Heating Water | Heating Water Boiler | HWB | HWB | H | Boiler | BLR | Hot Water | HW | Electric | ELE | 8000 | MBH | H-BLR-HW-ELE-8000 |  | HBLRHWELE | 15
BoilerHot WaterPackaged Fire Tube10000 | PF | Heating Water Boiler Plant | Heating Water | Heating Water Boiler | HWB | HWB | H | Boiler | BLR | Hot Water | HW | Packaged Fire Tube | PFT | 10000 | MBH | H-BLR-HW-PFT-10000 |  | HBLRHWPFT | 25
BoilerHot WaterPackaged Fire Tube15000 | PF | Heating Water Boiler Plant | Heating Water | Heating Water Boiler | HWB | HWB | H | Boiler | BLR | Hot Water | HW | Packaged Fire Tube | PFT | 15000 | MBH | H-BLR-HW-PFT-15000 |  | HBLRHWPFT | 25
BoilerHot WaterPackaged Fire Tube20000 | PF | Heating Water Boiler Plant | Heating Water | Heating Water Boiler | HWB | HWB | H | Boiler | BLR | Hot Water | HW | Packaged Fire Tube | PFT | 20000 | MBH | H-BLR-HW-PFT-20000 |  | HBLRHWPFT | 25
BoilerHot WaterPackaged Fire Tube25000 | PF | Heating Water Boiler Plant | Heating Water | Heating Water Boiler | HWB | HWB | H | Boiler | BLR | Hot Water | HW | Packaged Fire Tube | PFT | 25000 | MBH | H-BLR-HW-PFT-25000 |  | HBLRHWPFT | 25
BoilerHot WaterPackaged Fire Tube3000 | PF | Heating Water Boiler Plant | Heating Water | Heating Water Boiler | HWB | HWB | H | Boiler | BLR | Hot Water | HW | Packaged Fire Tube | PFT | 3000 | MBH | H-BLR-HW-PFT-3000 |  | HBLRHWPFT | 25
BoilerHot WaterPackaged Fire Tube30000 | PF | Heating Water Boiler Plant | Heating Water | Heating Water Boiler | HWB | HWB | H | Boiler | BLR | Hot Water | HW | Packaged Fire Tube | PFT | 30000 | MBH | H-BLR-HW-PFT-30000 |  | HBLRHWPFT | 25
BoilerHot WaterPackaged Fire Tube40000 | PF | Heating Water Boiler Plant | Heating Water | Heating Water Boiler | HWB | HWB | H | Boiler | BLR | Hot Water | HW | Packaged Fire Tube | PFT | 40000 | MBH | H-BLR-HW-PFT-40000 |  | HBLRHWPFT | 25
BoilerHot WaterPackaged Fire Tube50000 | PF | Heating Water Boiler Plant | Heating Water | Heating Water Boiler | HWB | HWB | H | Boiler | BLR | Hot Water | HW | Packaged Fire Tube | PFT | 50000 | MBH | H-BLR-HW-PFT-50000 |  | HBLRHWPFT | 25
BoilerHot WaterPackaged Fire Tube6000 | PF | Heating Water Boiler Plant | Heating Water | Heating Water Boiler | HWB | HWB | H | Boiler | BLR | Hot Water | HW | Packaged Fire Tube | PFT | 6000 | MBH | H-BLR-HW-PFT-6000 |  | HBLRHWPFT | 25
BoilerHot WaterPackaged Fire Tube60000 | PF | Heating Water Boiler Plant | Heating Water | Heating Water Boiler | HWB | HWB | H | Boiler | BLR | Hot Water | HW | Packaged Fire Tube | PFT | 60000 | MBH | H-BLR-HW-PFT-60000 |  | HBLRHWPFT | 25
BoilerHot WaterPackaged Flexible Water Tube1000 | PF | Heating Water Boiler Plant | Heating Water | Heating Water Boiler | HWB | HWB | H | Boiler | BLR | Hot Water | HW | Packaged Flexible Water Tube | PWT | 1000 | MBH | H-BLR-HW-PWT-1000 |  | HBLRHWPWT | 24
BoilerHot WaterPackaged Flexible Water Tube10000 | PF | Heating Water Boiler Plant | Heating Water | Heating Water Boiler | HWB | HWB | H | Boiler | BLR | Hot Water | HW | Packaged Flexible Water Tube | PWT | 10000 | MBH | H-BLR-HW-PWT-10000 |  | HBLRHWPWT | 24
BoilerHot WaterPackaged Flexible Water Tube12500 | PF | Heating Water Boiler Plant | Heating Water | Heating Water Boiler | HWB | HWB | H | Boiler | BLR | Hot Water | HW | Packaged Flexible Water Tube | PWT | 12500 | MBH | H-BLR-HW-PWT-12500 |  | HBLRHWPWT | 24
BoilerHot WaterPackaged Flexible Water Tube1500 | PF | Heating Water Boiler Plant | Heating Water | Heating Water Boiler | HWB | HWB | H | Boiler | BLR | Hot Water | HW | Packaged Flexible Water Tube | PWT | 1500 | MBH | H-BLR-HW-PWT-1500 |  | HBLRHWPWT | 24
BoilerHot WaterPackaged Flexible Water Tube15000 | PF | Heating Water Boiler Plant | Heating Water | Heating Water Boiler | HWB | HWB | H | Boiler | BLR | Hot Water | HW | Packaged Flexible Water Tube | PWT | 15000 | MBH | H-BLR-HW-PWT-15000 |  | HBLRHWPWT | 24
BoilerHot WaterPackaged Flexible Water Tube2000 | PF | Heating Water Boiler Plant | Heating Water | Heating Water Boiler | HWB | HWB | H | Boiler | BLR | Hot Water | HW | Packaged Flexible Water Tube | PWT | 2000 | MBH | H-BLR-HW-PWT-2000 |  | HBLRHWPWT | 24
BoilerHot WaterPackaged Flexible Water Tube3000 | PF | Heating Water Boiler Plant | Heating Water | Heating Water Boiler | HWB | HWB | H | Boiler | BLR | Hot Water | HW | Packaged Flexible Water Tube | PWT | 3000 | MBH | H-BLR-HW-PWT-3000 |  | HBLRHWPWT | 24
BoilerHot WaterPackaged Flexible Water Tube5000 | PF | Heating Water Boiler Plant | Heating Water | Heating Water Boiler | HWB | HWB | H | Boiler | BLR | Hot Water | HW | Packaged Flexible Water Tube | PWT | 5000 | MBH | H-BLR-HW-PWT-5000 |  | HBLRHWPWT | 24
BoilerHot WaterPackaged Flexible Water Tube7500 | PF | Heating Water Boiler Plant | Heating Water | Heating Water Boiler | HWB | HWB | H | Boiler | BLR | Hot Water | HW | Packaged Flexible Water Tube | PWT | 7500 | MBH | H-BLR-HW-PWT-7500 |  | HBLRHWPWT | 24
BoilerHot WaterPackaged, Fire Tube, Condensing1000 | PF | Heating Water Boiler Plant | Heating Water | Heating Water Boiler | HWB | HWB | H | Boiler | BLR | Hot Water | HW | Packaged, Fire Tube, Condensing | PFC | 1000 | MBH | H-BLR-HW-PFC-1000 |  | HBLRHWPWC | 25
BoilerHot WaterPackaged, Fire Tube, Condensing1500 | PF | Heating Water Boiler Plant | Heating Water | Heating Water Boiler | HWB | HWB | H | Boiler | BLR | Hot Water | HW | Packaged, Fire Tube, Condensing | PFC | 1500 | MBH | H-BLR-HW-PFC-1500 |  | HBLRHWPWC | 25
BoilerHot WaterPackaged, Fire Tube, Condensing2000 | PF | Heating Water Boiler Plant | Heating Water | Heating Water Boiler | HWB | HWB | H | Boiler | BLR | Hot Water | HW | Packaged, Fire Tube, Condensing | PFC | 2000 | MBH | H-BLR-HW-PFC-2000 |  | HBLRHWPWC | 25
BoilerHot WaterPackaged, Fire Tube, Condensing2500 | PF | Heating Water Boiler Plant | Heating Water | Heating Water Boiler | HWB | HWB | H | Boiler | BLR | Hot Water | HW | Packaged, Fire Tube, Condensing | PFC | 2500 | MBH | H-BLR-HW-PFC-2500 |  | HBLRHWPWC | 25
BoilerHot WaterPackaged, Fire Tube, Condensing3000 | PF | Heating Water Boiler Plant | Heating Water | Heating Water Boiler | HWB | HWB | H | Boiler | BLR | Hot Water | HW | Packaged, Fire Tube, Condensing | PFC | 3000 | MBH | H-BLR-HW-PFC-3000 |  | HBLRHWPWC | 25
BoilerHot WaterPackaged, Fire Tube, Condensing4000 | PF | Heating Water Boiler Plant | Heating Water | Heating Water Boiler | HWB | HWB | H | Boiler | BLR | Hot Water | HW | Packaged, Fire Tube, Condensing | PFC | 4000 | MBH | H-BLR-HW-PFC-4000 |  | HBLRHWPWC | 25
BoilerHot WaterPackaged, Fire Tube, Condensing500 | PF | Heating Water Boiler Plant | Heating Water | Heating Water Boiler | HWB | HWB | H | Boiler | BLR | Hot Water | HW | Packaged, Fire Tube, Condensing | PFC | 500 | MBH | H-BLR-HW-PFC-500 |  | HBLRHWPWC | 25
BoilerHot WaterPackaged, Fire Tube, Condensing5000 | PF | Heating Water Boiler Plant | Heating Water | Heating Water Boiler | HWB | HWB | H | Boiler | BLR | Hot Water | HW | Packaged, Fire Tube, Condensing | PFC | 5000 | MBH | H-BLR-HW-PFC-5000 |  | HBLRHWPWC | 25
BoilerHot WaterPackaged, Fire Tube, Condensing6000 | PF | Heating Water Boiler Plant | Heating Water | Heating Water Boiler | HWB | HWB | H | Boiler | BLR | Hot Water | HW | Packaged, Fire Tube, Condensing | PFC | 6000 | MBH | H-BLR-HW-PFC-6000 |  | HBLRHWPWC | 25
BoilerHot WaterPackaged, Fire Tube, Condensing750 | PF | Heating Water Boiler Plant | Heating Water | Heating Water Boiler | HWB | HWB | H | Boiler | BLR | Hot Water | HW | Packaged, Fire Tube, Condensing | PFC | 750 | MBH | H-BLR-HW-PFC-750 |  | HBLRHWPWC | 25
BoilerSteamCast Iron Sectional1000 | PF | Steam Boiler Plant | Steam | Steam Boiler | SB | SB | H | Boiler | BLR | Steam | STM | Cast Iron Sectional | CIS | 1000 | MBH | H-BLR-STM-CIS-1000 |  | HBLRSTMCIS | 35
BoilerSteamCast Iron Sectional2000 | PF | Steam Boiler Plant | Steam | Steam Boiler | SB | SB | H | Boiler | BLR | Steam | STM | Cast Iron Sectional | CIS | 2000 | MBH | H-BLR-STM-CIS-2000 |  | HBLRSTMCIS | 35
BoilerSteamCast Iron Sectional3000 | PF | Steam Boiler Plant | Steam | Steam Boiler | SB | SB | H | Boiler | BLR | Steam | STM | Cast Iron Sectional | CIS | 3000 | MBH | H-BLR-STM-CIS-3000 |  | HBLRSTMCIS | 35
BoilerSteamCast Iron Sectional4000 | PF | Steam Boiler Plant | Steam | Steam Boiler | SB | SB | H | Boiler | BLR | Steam | STM | Cast Iron Sectional | CIS | 4000 | MBH | H-BLR-STM-CIS-4000 |  | HBLRSTMCIS | 35
BoilerSteamCast Iron Sectional500 | PF | Steam Boiler Plant | Steam | Steam Boiler | SB | SB | H | Boiler | BLR | Steam | STM | Cast Iron Sectional | CIS | 500 | MBH | H-BLR-STM-CIS-500 |  | HBLRSTMCIS | 35
BoilerSteamCast Iron Sectional5000 | PF | Steam Boiler Plant | Steam | Steam Boiler | SB | SB | H | Boiler | BLR | Steam | STM | Cast Iron Sectional | CIS | 5000 | MBH | H-BLR-STM-CIS-5000 |  | HBLRSTMCIS | 35
BoilerSteamCast Iron Sectional6000 | PF | Steam Boiler Plant | Steam | Steam Boiler | SB | SB | H | Boiler | BLR | Steam | STM | Cast Iron Sectional | CIS | 6000 | MBH | H-BLR-STM-CIS-6000 |  | HBLRSTMCIS | 35
BoilerSteamCast Iron Sectional7000 | PF | Steam Boiler Plant | Steam | Steam Boiler | SB | SB | H | Boiler | BLR | Steam | STM | Cast Iron Sectional | CIS | 7000 | MBH | H-BLR-STM-CIS-7000 |  | HBLRSTMCIS | 35
BoilerSteamCast Iron Sectional8000 | PF | Steam Boiler Plant | Steam | Steam Boiler | SB | SB | H | Boiler | BLR | Steam | STM | Cast Iron Sectional | CIS | 8000 | MBH | H-BLR-STM-CIS-8000 |  | HBLRSTMCIS | 35
BoilerSteamCopper Water Tube1000 | PF | Steam Boiler Plant | Steam | Steam Boiler | SB | SB | H | Boiler | BLR | Steam | STM | Copper Water Tube | CWT | 1000 | MBH | H-BLR-STM-CWT-1000 |  | HBLRSTMPWT | 20
BoilerSteamCopper Water Tube1500 | PF | Steam Boiler Plant | Steam | Steam Boiler | SB | SB | H | Boiler | BLR | Steam | STM | Copper Water Tube | CWT | 1500 | MBH | H-BLR-STM-CWT-1500 |  | HBLRSTMPWT | 20
BoilerSteamCopper Water Tube2000 | PF | Steam Boiler Plant | Steam | Steam Boiler | SB | SB | H | Boiler | BLR | Steam | STM | Copper Water Tube | CWT | 2000 | MBH | H-BLR-STM-CWT-2000 |  | HBLRSTMPWT | 20
BoilerSteamCopper Water Tube3000 | PF | Steam Boiler Plant | Steam | Steam Boiler | SB | SB | H | Boiler | BLR | Steam | STM | Copper Water Tube | CWT | 3000 | MBH | H-BLR-STM-CWT-3000 |  | HBLRSTMPWT | 20
BoilerSteamCopper Water Tube4000 | PF | Steam Boiler Plant | Steam | Steam Boiler | SB | SB | H | Boiler | BLR | Steam | STM | Copper Water Tube | CWT | 4000 | MBH | H-BLR-STM-CWT-4000 |  | HBLRSTMPWT | 20
BoilerSteamCopper Water Tube500 | PF | Steam Boiler Plant | Steam | Steam Boiler | SB | SB | H | Boiler | BLR | Steam | STM | Copper Water Tube | CWT | 500 | MBH | H-BLR-STM-CWT-500 |  | HBLRSTMPWT | 20
BoilerSteamCopper Water Tube5000 | PF | Steam Boiler Plant | Steam | Steam Boiler | SB | SB | H | Boiler | BLR | Steam | STM | Copper Water Tube | CWT | 5000 | MBH | H-BLR-STM-CWT-5000 |  | HBLRSTMPWT | 20
BoilerSteamElectric1000 | PF | Steam Boiler Plant | Steam | Steam Boiler | SB | SB | H | Boiler | BLR | Steam | STM | Electric | ELE | 1000 | MBH | H-BLR-STM-ELE-1000 |  | HBLRSTMELE | 15
BoilerSteamElectric10000 | PF | Steam Boiler Plant | Steam | Steam Boiler | SB | SB | H | Boiler | BLR | Steam | STM | Electric | ELE | 10000 | MBH | H-BLR-STM-ELE-10000 |  | HBLRSTMELE | 15
BoilerSteamElectric2000 | PF | Steam Boiler Plant | Steam | Steam Boiler | SB | SB | H | Boiler | BLR | Steam | STM | Electric | ELE | 2000 | MBH | H-BLR-STM-ELE-2000 |  | HBLRSTMELE | 15
BoilerSteamElectric4000 | PF | Steam Boiler Plant | Steam | Steam Boiler | SB | SB | H | Boiler | BLR | Steam | STM | Electric | ELE | 4000 | MBH | H-BLR-STM-ELE-4000 |  | HBLRSTMELE | 15
BoilerSteamElectric500 | PF | Steam Boiler Plant | Steam | Steam Boiler | SB | SB | H | Boiler | BLR | Steam | STM | Electric | ELE | 500 | MBH | H-BLR-STM-ELE-500 |  | HBLRSTMELE | 15
BoilerSteamElectric6000 | PF | Steam Boiler Plant | Steam | Steam Boiler | SB | SB | H | Boiler | BLR | Steam | STM | Electric | ELE | 6000 | MBH | H-BLR-STM-ELE-6000 |  | HBLRSTMELE | 15
BoilerSteamElectric8000 | PF | Steam Boiler Plant | Steam | Steam Boiler | SB | SB | H | Boiler | BLR | Steam | STM | Electric | ELE | 8000 | MBH | H-BLR-STM-ELE-8000 |  | HBLRSTMELE | 15
BoilerSteamPackaged Fire Tube10000 | PF | Steam Boiler Plant | Steam | Steam Boiler | SB | SB | H | Boiler | BLR | Steam | STM | Packaged Fire Tube | PFT | 10000 | MBH | H-BLR-STM-PFT-10000 |  | HBLRSTMPFT | 25
BoilerSteamPackaged Fire Tube15000 | PF | Steam Boiler Plant | Steam | Steam Boiler | SB | SB | H | Boiler | BLR | Steam | STM | Packaged Fire Tube | PFT | 15000 | MBH | H-BLR-STM-PFT-15000 |  | HBLRSTMPFT | 25
BoilerSteamPackaged Fire Tube20000 | PF | Steam Boiler Plant | Steam | Steam Boiler | SB | SB | H | Boiler | BLR | Steam | STM | Packaged Fire Tube | PFT | 20000 | MBH | H-BLR-STM-PFT-20000 |  | HBLRSTMPFT | 25
BoilerSteamPackaged Fire Tube25000 | PF | Steam Boiler Plant | Steam | Steam Boiler | SB | SB | H | Boiler | BLR | Steam | STM | Packaged Fire Tube | PFT | 25000 | MBH | H-BLR-STM-PFT-25000 |  | HBLRSTMPFT | 25
BoilerSteamPackaged Fire Tube3000 | PF | Steam Boiler Plant | Steam | Steam Boiler | SB | SB | H | Boiler | BLR | Steam | STM | Packaged Fire Tube | PFT | 3000 | MBH | H-BLR-STM-PFT-3000 |  | HBLRSTMPFT | 25
BoilerSteamPackaged Fire Tube30000 | PF | Steam Boiler Plant | Steam | Steam Boiler | SB | SB | H | Boiler | BLR | Steam | STM | Packaged Fire Tube | PFT | 30000 | MBH | H-BLR-STM-PFT-30000 |  | HBLRSTMPFT | 25
BoilerSteamPackaged Fire Tube40000 | PF | Steam Boiler Plant | Steam | Steam Boiler | SB | SB | H | Boiler | BLR | Steam | STM | Packaged Fire Tube | PFT | 40000 | MBH | H-BLR-STM-PFT-40000 |  | HBLRSTMPFT | 25
BoilerSteamPackaged Fire Tube50000 | PF | Steam Boiler Plant | Steam | Steam Boiler | SB | SB | H | Boiler | BLR | Steam | STM | Packaged Fire Tube | PFT | 50000 | MBH | H-BLR-STM-PFT-50000 |  | HBLRSTMPFT | 25
BoilerSteamPackaged Fire Tube6000 | PF | Steam Boiler Plant | Steam | Steam Boiler | SB | SB | H | Boiler | BLR | Steam | STM | Packaged Fire Tube | PFT | 6000 | MBH | H-BLR-STM-PFT-6000 |  | HBLRSTMPFT | 25
BoilerSteamPackaged Fire Tube60000 | PF | Steam Boiler Plant | Steam | Steam Boiler | SB | SB | H | Boiler | BLR | Steam | STM | Packaged Fire Tube | PFT | 60000 | MBH | H-BLR-STM-PFT-60000 |  | HBLRSTMPFT | 25
BoilerSteamPackaged Flexible Water Tube1000 | PF | Steam Boiler Plant | Steam | Steam Boiler | SB | SB | H | Boiler | BLR | Steam | STM | Packaged Flexible Water Tube | PWT | 1000 | MBH | H-BLR-STM-PWT-1000 |  | HBLRSTMPWT | 24
BoilerSteamPackaged Flexible Water Tube10000 | PF | Steam Boiler Plant | Steam | Steam Boiler | SB | SB | H | Boiler | BLR | Steam | STM | Packaged Flexible Water Tube | PWT | 10000 | MBH | H-BLR-STM-PWT-10000 |  | HBLRSTMPWT | 24
BoilerSteamPackaged Flexible Water Tube12500 | PF | Steam Boiler Plant | Steam | Steam Boiler | SB | SB | H | Boiler | BLR | Steam | STM | Packaged Flexible Water Tube | PWT | 12500 | MBH | H-BLR-STM-PWT-12500 |  | HBLRSTMPWT | 24
BoilerSteamPackaged Flexible Water Tube1500 | PF | Steam Boiler Plant | Steam | Steam Boiler | SB | SB | H | Boiler | BLR | Steam | STM | Packaged Flexible Water Tube | PWT | 1500 | MBH | H-BLR-STM-PWT-1500 |  | HBLRSTMPWT | 24
BoilerSteamPackaged Flexible Water Tube15000 | PF | Steam Boiler Plant | Steam | Steam Boiler | SB | SB | H | Boiler | BLR | Steam | STM | Packaged Flexible Water Tube | PWT | 15000 | MBH | H-BLR-STM-PWT-15000 |  | HBLRSTMPWT | 24
BoilerSteamPackaged Flexible Water Tube2000 | PF | Steam Boiler Plant | Steam | Steam Boiler | SB | SB | H | Boiler | BLR | Steam | STM | Packaged Flexible Water Tube | PWT | 2000 | MBH | H-BLR-STM-PWT-2000 |  | HBLRSTMPWT | 24
BoilerSteamPackaged Flexible Water Tube3000 | PF | Steam Boiler Plant | Steam | Steam Boiler | SB | SB | H | Boiler | BLR | Steam | STM | Packaged Flexible Water Tube | PWT | 3000 | MBH | H-BLR-STM-PWT-3000 |  | HBLRSTMPWT | 24
BoilerSteamPackaged Flexible Water Tube5000 | PF | Steam Boiler Plant | Steam | Steam Boiler | SB | SB | H | Boiler | BLR | Steam | STM | Packaged Flexible Water Tube | PWT | 5000 | MBH | H-BLR-STM-PWT-5000 |  | HBLRSTMPWT | 24
BoilerSteamPackaged Flexible Water Tube7500 | PF | Steam Boiler Plant | Steam | Steam Boiler | SB | SB | H | Boiler | BLR | Steam | STM | Packaged Flexible Water Tube | PWT | 7500 | MBH | H-BLR-STM-PWT-7500 |  | HBLRSTMPWT | 24
BoilerSteamPackaged Water Tube "D" Style Steam Generators10000 | PF | Steam Boiler Plant | Steam | Steam Boiler | SB | SB | H | Boiler | BLR | Steam | STM | Packaged Water Tube "D" Style Steam Generators | PWS | 10000 | MBH | H-BLR-STM-PWS-10000 |  | HBLRSTMPWS | 24
BoilerSteamPackaged Water Tube "D" Style Steam Generators15000 | PF | Steam Boiler Plant | Steam | Steam Boiler | SB | SB | H | Boiler | BLR | Steam | STM | Packaged Water Tube "D" Style Steam Generators | PWS | 15000 | MBH | H-BLR-STM-PWS-15000 |  | HBLRSTMPWS | 24
BoilerSteamPackaged Water Tube "D" Style Steam Generators20000 | PF | Steam Boiler Plant | Steam | Steam Boiler | SB | SB | H | Boiler | BLR | Steam | STM | Packaged Water Tube "D" Style Steam Generators | PWS | 20000 | MBH | H-BLR-STM-PWS-20000 |  | HBLRSTMPWS | 24
BoilerSteamPackaged Water Tube "D" Style Steam Generators25000 | PF | Steam Boiler Plant | Steam | Steam Boiler | SB | SB | H | Boiler | BLR | Steam | STM | Packaged Water Tube "D" Style Steam Generators | PWS | 25000 | MBH | H-BLR-STM-PWS-25000 |  | HBLRSTMPWS | 24
BoilerSteamPackaged Water Tube "D" Style Steam Generators30000 | PF | Steam Boiler Plant | Steam | Steam Boiler | SB | SB | H | Boiler | BLR | Steam | STM | Packaged Water Tube "D" Style Steam Generators | PWS | 30000 | MBH | H-BLR-STM-PWS-30000 |  | HBLRSTMPWS | 24
BoilerSteamPackaged Water Tube "D" Style Steam Generators40000 | PF | Steam Boiler Plant | Steam | Steam Boiler | SB | SB | H | Boiler | BLR | Steam | STM | Packaged Water Tube "D" Style Steam Generators | PWS | 40000 | MBH | H-BLR-STM-PWS-40000 |  | HBLRSTMPWS | 24
BoilerSteamPackaged Water Tube "D" Style Steam Generators50000 | PF | Steam Boiler Plant | Steam | Steam Boiler | SB | SB | H | Boiler | BLR | Steam | STM | Packaged Water Tube "D" Style Steam Generators | PWS | 50000 | MBH | H-BLR-STM-PWS-50000 |  | HBLRSTMPWS | 24
BoilerSteamPackaged Water Tube "D" Style Steam Generators60000 | PF | Steam Boiler Plant | Steam | Steam Boiler | SB | SB | H | Boiler | BLR | Steam | STM | Packaged Water Tube "D" Style Steam Generators | PWS | 60000 | MBH | H-BLR-STM-PWS-60000 |  | HBLRSTMPWS | 24
Bypass Filter FeederAllAll10 | PF | Chiller Plant, Cooling Tower Plant, Hot Water Boiler Plant | Chilled, Condenser, Heating Water | Bypass Filter Feeder | BYF |  | H | Bypass Filter Feeder | BYF | All |  | All |  | 10 | GAL | H-BYF---10 |  | HBYF | 20
Bypass Filter FeederAllAll2 | PF | Chiller Plant, Cooling Tower Plant, Hot Water Boiler Plant | Chilled, Condenser, Heating Water | Bypass Filter Feeder | BYF |  | H | Bypass Filter Feeder | BYF | All |  | All |  | 2 | GAL | H-BYF---2 |  | HBYF | 20
Cabinet Unit HeaterElectricFloor Mounted125 | PF | Air Handling System Terminal Equipment | Terminal Equipment | Cabinet Unit Heater | ECUH | CUH | H | Cabinet Unit Heater | CUH | Electric | ELE | Floor Mounted | FLR | 125 | MBH | H-CUH-ELE-FLR-125 |  | HCUHELEFLR | 13
Cabinet Unit HeaterElectricFloor Mounted75 | PF | Air Handling System Terminal Equipment | Terminal Equipment | Cabinet Unit Heater | ECUH | CUH | H | Cabinet Unit Heater | CUH | Electric | ELE | Floor Mounted | FLR | 75 | MBH | H-CUH-ELE-FLR-75 |  | HCUHELEFLR | 13
Cabinet Unit HeaterHot WaterFloor Mounted125 | PF | Air Handling System Terminal Equipment | Terminal Equipment | Cabinet Unit Heater | CUH | CUH | H | Cabinet Unit Heater | CUH | Hot Water | HW | Floor Mounted | FLR | 125 | MBH | H-CUH-HW-FLR-125 |  | HCUHHWFLR | 20
Cabinet Unit HeaterHot WaterFloor Mounted75 | PF | Air Handling System Terminal Equipment | Terminal Equipment | Cabinet Unit Heater | CUH | CUH | H | Cabinet Unit Heater | CUH | Hot Water | HW | Floor Mounted | FLR | 75 | MBH | H-CUH-HW-FLR-75 |  | HCUHHWFLR | 20
Cabinet Unit HeaterSteamFloor Mounted125 | PF | Air Handling System Terminal Equipment | Terminal Equipment | Cabinet Unit Heater | CUH | CUH | H | Cabinet Unit Heater | CUH | Steam | STM | Floor Mounted | FLR | 125 | MBH | H-CUH-STM-FLR-125 |  | HCUHSTMFLR | 20
Cabinet Unit HeaterSteamFloor Mounted75 | PF | Air Handling System Terminal Equipment | Terminal Equipment | Cabinet Unit Heater | CUH | CUH | H | Cabinet Unit Heater | CUH | Steam | STM | Floor Mounted | FLR | 75 | MBH | H-CUH-STM-FLR-75 |  | HCUHSTMFLR | 20
ChillerAir CooledPackage with Pump10 | PF | Chiller Plant | Chilled Water | Chiller | CH | CH | H | Chiller | CH | Air Cooled | AIR | Package with Pump | PKG | 10 | TONS | H-CH-AIR-PKG-10 |  | HCHAIRPKG | 20
ChillerAir CooledPackage with Pump100 | PF | Chiller Plant | Chilled Water | Chiller | CH | CH | H | Chiller | CH | Air Cooled | AIR | Package with Pump | PKG | 100 | TONS | H-CH-AIR-PKG-100 |  | HCHAIRPKG | 20
ChillerAir CooledPackage with Pump150 | PF | Chiller Plant | Chilled Water | Chiller | CH | CH | H | Chiller | CH | Air Cooled | AIR | Package with Pump | PKG | 150 | TONS | H-CH-AIR-PKG-150 |  | HCHAIRPKG | 20
ChillerAir CooledPackage with Pump200 | PF | Chiller Plant | Chilled Water | Chiller | CH | CH | H | Chiller | CH | Air Cooled | AIR | Package with Pump | PKG | 200 | TONS | H-CH-AIR-PKG-200 |  | HCHAIRPKG | 20
ChillerAir CooledPackage with Pump25 | PF | Chiller Plant | Chilled Water | Chiller | CH | CH | H | Chiller | CH | Air Cooled | AIR | Package with Pump | PKG | 25 | TONS | H-CH-AIR-PKG-25 |  | HCHAIRPKG | 20
ChillerAir CooledPackage with Pump250 | PF | Chiller Plant | Chilled Water | Chiller | CH | CH | H | Chiller | CH | Air Cooled | AIR | Package with Pump | PKG | 250 | TONS | H-CH-AIR-PKG-250 |  | HCHAIRPKG | 20
ChillerAir CooledPackage with Pump50 | PF | Chiller Plant | Chilled Water | Chiller | CH | CH | H | Chiller | CH | Air Cooled | AIR | Package with Pump | PKG | 50 | TONS | H-CH-AIR-PKG-50 |  | HCHAIRPKG | 20
ChillerAir CooledPackage with Pump70 | PF | Chiller Plant | Chilled Water | Chiller | CH | CH | H | Chiller | CH | Air Cooled | AIR | Package with Pump | PKG | 70 | TONS | H-CH-AIR-PKG-70 |  | HCHAIRPKG | 20
ChillerAir CooledScrew100 | PF | Chiller Plant | Chilled Water | Chiller | CH | CH | H | Chiller | CH | Air Cooled | AIR | Screw | SCW | 100 | TONS | H-CH-AIR-SCW-100 |  | HCHAIRSCW | 20
ChillerAir CooledScrew150 | PF | Chiller Plant | Chilled Water | Chiller | CH | CH | H | Chiller | CH | Air Cooled | AIR | Screw | SCW | 150 | TONS | H-CH-AIR-SCW-150 |  | HCHAIRSCW | 20
ChillerAir CooledScrew200 | PF | Chiller Plant | Chilled Water | Chiller | CH | CH | H | Chiller | CH | Air Cooled | AIR | Screw | SCW | 200 | TONS | H-CH-AIR-SCW-200 |  | HCHAIRSCW | 20
ChillerAir CooledScrew25 | PF | Chiller Plant | Chilled Water | Chiller | CH | CH | H | Chiller | CH | Air Cooled | AIR | Screw | SCW | 25 | TONS | H-CH-AIR-SCW-25 |  | HCHAIRSCW | 20
ChillerAir CooledScrew250 | PF | Chiller Plant | Chilled Water | Chiller | CH | CH | H | Chiller | CH | Air Cooled | AIR | Screw | SCW | 250 | TONS | H-CH-AIR-SCW-250 |  | HCHAIRSCW | 20
ChillerAir CooledScrew300 | PF | Chiller Plant | Chilled Water | Chiller | CH | CH | H | Chiller | CH | Air Cooled | AIR | Screw | SCW | 300 | TONS | H-CH-AIR-SCW-300 |  | HCHAIRSCW | 20
ChillerAir CooledScrew350 | PF | Chiller Plant | Chilled Water | Chiller | CH | CH | H | Chiller | CH | Air Cooled | AIR | Screw | SCW | 350 | TONS | H-CH-AIR-SCW-350 |  | HCHAIRSCW | 20
ChillerAir CooledScrew400 | PF | Chiller Plant | Chilled Water | Chiller | CH | CH | H | Chiller | CH | Air Cooled | AIR | Screw | SCW | 400 | TONS | H-CH-AIR-SCW-400 |  | HCHAIRSCW | 20
ChillerAir CooledScrew50 | PF | Chiller Plant | Chilled Water | Chiller | CH | CH | H | Chiller | CH | Air Cooled | AIR | Screw | SCW | 50 | TONS | H-CH-AIR-SCW-50 |  | HCHAIRSCW | 20
ChillerAir CooledScrew500 | PF | Chiller Plant | Chilled Water | Chiller | CH | CH | H | Chiller | CH | Air Cooled | AIR | Screw | SCW | 500 | TONS | H-CH-AIR-SCW-500 |  | HCHAIRSCW | 20
ChillerAir CooledScrew75 | PF | Chiller Plant | Chilled Water | Chiller | CH | CH | H | Chiller | CH | Air Cooled | AIR | Screw | SCW | 75 | TONS | H-CH-AIR-SCW-75 |  | HCHAIRSCW | 20
ChillerAir CooledScroll100 | PF | Chiller Plant | Chilled Water | Chiller | CH | CH | H | Chiller | CH | Air Cooled | AIR | Scroll | SCR | 100 | TONS | H-CH-AIR-SCR-100 |  | HCHAIRSCR | 20
ChillerAir CooledScroll150 | PF | Chiller Plant | Chilled Water | Chiller | CH | CH | H | Chiller | CH | Air Cooled | AIR | Scroll | SCR | 150 | TONS | H-CH-AIR-SCR-150 |  | HCHAIRSCR | 20
ChillerAir CooledScroll20 | PF | Chiller Plant | Chilled Water | Chiller | CH | CH | H | Chiller | CH | Air Cooled | AIR | Scroll | SCR | 20 | TONS | H-CH-AIR-SCR-20 |  | HCHAIRSCR | 20
ChillerAir CooledScroll200 | PF | Chiller Plant | Chilled Water | Chiller | CH | CH | H | Chiller | CH | Air Cooled | AIR | Scroll | SCR | 200 | TONS | H-CH-AIR-SCR-200 |  | HCHAIRSCR | 20
ChillerAir CooledScroll40 | PF | Chiller Plant | Chilled Water | Chiller | CH | CH | H | Chiller | CH | Air Cooled | AIR | Scroll | SCR | 40 | TONS | H-CH-AIR-SCR-40 |  | HCHAIRSCR | 20
ChillerAir CooledScroll60 | PF | Chiller Plant | Chilled Water | Chiller | CH | CH | H | Chiller | CH | Air Cooled | AIR | Scroll | SCR | 60 | TONS | H-CH-AIR-SCR-60 |  | HCHAIRSCR | 20
ChillerAir CooledScroll80 | PF | Chiller Plant | Chilled Water | Chiller | CH | CH | H | Chiller | CH | Air Cooled | AIR | Scroll | SCR | 80 | TONS | H-CH-AIR-SCR-80 |  | HCHAIRSCR | 20
ChillerWater CooledAbsorption1000 | PF | Chiller Plant | Chilled Water | Chiller | CH | CH | H | Chiller | CH | Water Cooled | WTR | Absorption | ABS | 1000 | TONS | H-CH-WTR-ABS-1000 |  | HCHWTRABS | 23
ChillerWater CooledAbsorption1500 | PF | Chiller Plant | Chilled Water | Chiller | CH | CH | H | Chiller | CH | Water Cooled | WTR | Absorption | ABS | 1500 | TONS | H-CH-WTR-ABS-1500 |  | HCHWTRABS | 23
ChillerWater CooledAbsorption200 | PF | Chiller Plant | Chilled Water | Chiller | CH | CH | H | Chiller | CH | Water Cooled | WTR | Absorption | ABS | 200 | TONS | H-CH-WTR-ABS-200 |  | HCHWTRABS | 23
ChillerWater CooledAbsorption2000 | PF | Chiller Plant | Chilled Water | Chiller | CH | CH | H | Chiller | CH | Water Cooled | WTR | Absorption | ABS | 2000 | TONS | H-CH-WTR-ABS-2000 |  | HCHWTRABS | 23
ChillerWater CooledAbsorption2500 | PF | Chiller Plant | Chilled Water | Chiller | CH | CH | H | Chiller | CH | Water Cooled | WTR | Absorption | ABS | 2500 | TONS | H-CH-WTR-ABS-2500 |  | HCHWTRABS | 23
ChillerWater CooledAbsorption400 | PF | Chiller Plant | Chilled Water | Chiller | CH | CH | H | Chiller | CH | Water Cooled | WTR | Absorption | ABS | 400 | TONS | H-CH-WTR-ABS-400 |  | HCHWTRABS | 23
ChillerWater CooledAbsorption600 | PF | Chiller Plant | Chilled Water | Chiller | CH | CH | H | Chiller | CH | Water Cooled | WTR | Absorption | ABS | 600 | TONS | H-CH-WTR-ABS-600 |  | HCHWTRABS | 23
ChillerWater CooledAbsorption800 | PF | Chiller Plant | Chilled Water | Chiller | CH | CH | H | Chiller | CH | Water Cooled | WTR | Absorption | ABS | 800 | TONS | H-CH-WTR-ABS-800 |  | HCHWTRABS | 23
ChillerWater CooledCentrifugal1000 | PF | Chiller Plant | Chilled Water | Chiller | CH | CH | H | Chiller | CH | Water Cooled | WTR | Centrifugal | CNT | 1000 | TONS | H-CH-WTR-CNT-1000 |  | HCHWTRCNT | 23
ChillerWater CooledCentrifugal1500 | PF | Chiller Plant | Chilled Water | Chiller | CH | CH | H | Chiller | CH | Water Cooled | WTR | Centrifugal | CNT | 1500 | TONS | H-CH-WTR-CNT-1500 |  | HCHWTRCNT | 23
ChillerWater CooledCentrifugal200 | PF | Chiller Plant | Chilled Water | Chiller | CH | CH | H | Chiller | CH | Water Cooled | WTR | Centrifugal | CNT | 200 | TONS | H-CH-WTR-CNT-200 |  | HCHWTRCNT | 23
ChillerWater CooledCentrifugal2000 | PF | Chiller Plant | Chilled Water | Chiller | CH | CH | H | Chiller | CH | Water Cooled | WTR | Centrifugal | CNT | 2000 | TONS | H-CH-WTR-CNT-2000 |  | HCHWTRCNT | 23
ChillerWater CooledCentrifugal2500 | PF | Chiller Plant | Chilled Water | Chiller | CH | CH | H | Chiller | CH | Water Cooled | WTR | Centrifugal | CNT | 2500 | TONS | H-CH-WTR-CNT-2500 |  | HCHWTRCNT | 23
ChillerWater CooledCentrifugal400 | PF | Chiller Plant | Chilled Water | Chiller | CH | CH | H | Chiller | CH | Water Cooled | WTR | Centrifugal | CNT | 400 | TONS | H-CH-WTR-CNT-400 |  | HCHWTRCNT | 23
ChillerWater CooledCentrifugal600 | PF | Chiller Plant | Chilled Water | Chiller | CH | CH | H | Chiller | CH | Water Cooled | WTR | Centrifugal | CNT | 600 | TONS | H-CH-WTR-CNT-600 |  | HCHWTRCNT | 23
ChillerWater CooledCentrifugal800 | PF | Chiller Plant | Chilled Water | Chiller | CH | CH | H | Chiller | CH | Water Cooled | WTR | Centrifugal | CNT | 800 | TONS | H-CH-WTR-CNT-800 |  | HCHWTRCNT | 23
ChillerWater CooledModular100 | PF | Chiller Plant | Chilled Water | Chiller | CH | CH | H | Chiller | CH | Water Cooled | WTR | Modular | MOD | 100 | TONS | H-CH-WTR-MOD-100 |  | HCHWTRMOD | 20
ChillerWater CooledModular150 | PF | Chiller Plant | Chilled Water | Chiller | CH | CH | H | Chiller | CH | Water Cooled | WTR | Modular | MOD | 150 | TONS | H-CH-WTR-MOD-150 |  | HCHWTRMOD | 20
ChillerWater CooledModular20 | PF | Chiller Plant | Chilled Water | Chiller | CH | CH | H | Chiller | CH | Water Cooled | WTR | Modular | MOD | 20 | TONS | H-CH-WTR-MOD-20 |  | HCHWTRMOD | 20
ChillerWater CooledModular200 | PF | Chiller Plant | Chilled Water | Chiller | CH | CH | H | Chiller | CH | Water Cooled | WTR | Modular | MOD | 200 | TONS | H-CH-WTR-MOD-200 |  | HCHWTRMOD | 20
ChillerWater CooledModular40 | PF | Chiller Plant | Chilled Water | Chiller | CH | CH | H | Chiller | CH | Water Cooled | WTR | Modular | MOD | 40 | TONS | H-CH-WTR-MOD-40 |  | HCHWTRMOD | 20
ChillerWater CooledModular60 | PF | Chiller Plant | Chilled Water | Chiller | CH | CH | H | Chiller | CH | Water Cooled | WTR | Modular | MOD | 60 | TONS | H-CH-WTR-MOD-60 |  | HCHWTRMOD | 20
ChillerWater CooledModular80 | PF | Chiller Plant | Chilled Water | Chiller | CH | CH | H | Chiller | CH | Water Cooled | WTR | Modular | MOD | 80 | TONS | H-CH-WTR-MOD-80 |  | HCHWTRMOD | 20
ChillerWater CooledReciprocating100 | PF | Chiller Plant | Chilled Water | Chiller | CH | CH | H | Chiller | CH | Water Cooled | WTR | Reciprocating | RCP | 100 | TONS | H-CH-WTR-RCP-100 |  | HCHWTRRCP | 20
ChillerWater CooledReciprocating150 | PF | Chiller Plant | Chilled Water | Chiller | CH | CH | H | Chiller | CH | Water Cooled | WTR | Reciprocating | RCP | 150 | TONS | H-CH-WTR-RCP-150 |  | HCHWTRRCP | 20
ChillerWater CooledReciprocating20 | PF | Chiller Plant | Chilled Water | Chiller | CH | CH | H | Chiller | CH | Water Cooled | WTR | Reciprocating | RCP | 20 | TONS | H-CH-WTR-RCP-20 |  | HCHWTRRCP | 20
ChillerWater CooledReciprocating200 | PF | Chiller Plant | Chilled Water | Chiller | CH | CH | H | Chiller | CH | Water Cooled | WTR | Reciprocating | RCP | 200 | TONS | H-CH-WTR-RCP-200 |  | HCHWTRRCP | 20
ChillerWater CooledReciprocating300 | PF | Chiller Plant | Chilled Water | Chiller | CH | CH | H | Chiller | CH | Water Cooled | WTR | Reciprocating | RCP | 300 | TONS | H-CH-WTR-RCP-300 |  | HCHWTRRCP | 20
ChillerWater CooledReciprocating350 | PF | Chiller Plant | Chilled Water | Chiller | CH | CH | H | Chiller | CH | Water Cooled | WTR | Reciprocating | RCP | 350 | TONS | H-CH-WTR-RCP-350 |  | HCHWTRRCP | 20
ChillerWater CooledReciprocating40 | PF | Chiller Plant | Chilled Water | Chiller | CH | CH | H | Chiller | CH | Water Cooled | WTR | Reciprocating | RCP | 40 | TONS | H-CH-WTR-RCP-40 |  | HCHWTRRCP | 20
ChillerWater CooledReciprocating400 | PF | Chiller Plant | Chilled Water | Chiller | CH | CH | H | Chiller | CH | Water Cooled | WTR | Reciprocating | RCP | 400 | TONS | H-CH-WTR-RCP-400 |  | HCHWTRRCP | 20
ChillerWater CooledReciprocating500 | PF | Chiller Plant | Chilled Water | Chiller | CH | CH | H | Chiller | CH | Water Cooled | WTR | Reciprocating | RCP | 500 | TONS | H-CH-WTR-RCP-500 |  | HCHWTRRCP | 20
ChillerWater CooledReciprocating60 | PF | Chiller Plant | Chilled Water | Chiller | CH | CH | H | Chiller | CH | Water Cooled | WTR | Reciprocating | RCP | 60 | TONS | H-CH-WTR-RCP-60 |  | HCHWTRRCP | 20
ChillerWater CooledReciprocating80 | PF | Chiller Plant | Chilled Water | Chiller | CH | CH | H | Chiller | CH | Water Cooled | WTR | Reciprocating | RCP | 80 | TONS | H-CH-WTR-RCP-80 |  | HCHWTRRCP | 20
ChillerWater CooledScrew100 | PF | Chiller Plant | Chilled Water | Chiller | CH | CH | H | Chiller | CH | Water Cooled | WTR | Screw | SCW | 100 | TONS | H-CH-WTR-SCW-100 |  | HCHWTRSCW | 20
ChillerWater CooledScrew150 | PF | Chiller Plant | Chilled Water | Chiller | CH | CH | H | Chiller | CH | Water Cooled | WTR | Screw | SCW | 150 | TONS | H-CH-WTR-SCW-150 |  | HCHWTRSCW | 20
ChillerWater CooledScrew200 | PF | Chiller Plant | Chilled Water | Chiller | CH | CH | H | Chiller | CH | Water Cooled | WTR | Screw | SCW | 200 | TONS | H-CH-WTR-SCW-200 |  | HCHWTRSCW | 20
ChillerWater CooledScrew25 | PF | Chiller Plant | Chilled Water | Chiller | CH | CH | H | Chiller | CH | Water Cooled | WTR | Screw | SCW | 25 | TONS | H-CH-WTR-SCW-25 |  | HCHWTRSCW | 20
ChillerWater CooledScrew250 | PF | Chiller Plant | Chilled Water | Chiller | CH | CH | H | Chiller | CH | Water Cooled | WTR | Screw | SCW | 250 | TONS | H-CH-WTR-SCW-250 |  | HCHWTRSCW | 20
ChillerWater CooledScrew300 | PF | Chiller Plant | Chilled Water | Chiller | CH | CH | H | Chiller | CH | Water Cooled | WTR | Screw | SCW | 300 | TONS | H-CH-WTR-SCW-300 |  | HCHWTRSCW | 20
ChillerWater CooledScrew350 | PF | Chiller Plant | Chilled Water | Chiller | CH | CH | H | Chiller | CH | Water Cooled | WTR | Screw | SCW | 350 | TONS | H-CH-WTR-SCW-350 |  | HCHWTRSCW | 20
ChillerWater CooledScrew400 | PF | Chiller Plant | Chilled Water | Chiller | CH | CH | H | Chiller | CH | Water Cooled | WTR | Screw | SCW | 400 | TONS | H-CH-WTR-SCW-400 |  | HCHWTRSCW | 20
ChillerWater CooledScrew50 | PF | Chiller Plant | Chilled Water | Chiller | CH | CH | H | Chiller | CH | Water Cooled | WTR | Screw | SCW | 50 | TONS | H-CH-WTR-SCW-50 |  | HCHWTRSCW | 20
ChillerWater CooledScrew500 | PF | Chiller Plant | Chilled Water | Chiller | CH | CH | H | Chiller | CH | Water Cooled | WTR | Screw | SCW | 500 | TONS | H-CH-WTR-SCW-500 |  | HCHWTRSCW | 20
ChillerWater CooledScrew75 | PF | Chiller Plant | Chilled Water | Chiller | CH | CH | H | Chiller | CH | Water Cooled | WTR | Screw | SCW | 75 | TONS | H-CH-WTR-SCW-75 |  | HCHWTRSCW | 20
ChillerWater CooledScroll100 | PF | Chiller Plant | Chilled Water | Chiller | CH | CH | H | Chiller | CH | Water Cooled | WTR | Scroll | SCR | 100 | TONS | H-CH-WTR-SCR-100 |  | HCHWTRSCR | 20
ChillerWater CooledScroll150 | PF | Chiller Plant | Chilled Water | Chiller | CH | CH | H | Chiller | CH | Water Cooled | WTR | Scroll | SCR | 150 | TONS | H-CH-WTR-SCR-150 |  | HCHWTRSCR | 20
ChillerWater CooledScroll20 | PF | Chiller Plant | Chilled Water | Chiller | CH | CH | H | Chiller | CH | Water Cooled | WTR | Scroll | SCR | 20 | TONS | H-CH-WTR-SCR-20 |  | HCHWTRSCR | 20
ChillerWater CooledScroll200 | PF | Chiller Plant | Chilled Water | Chiller | CH | CH | H | Chiller | CH | Water Cooled | WTR | Scroll | SCR | 200 | TONS | H-CH-WTR-SCR-200 |  | HCHWTRSCR | 20
ChillerWater CooledScroll40 | PF | Chiller Plant | Chilled Water | Chiller | CH | CH | H | Chiller | CH | Water Cooled | WTR | Scroll | SCR | 40 | TONS | H-CH-WTR-SCR-40 |  | HCHWTRSCR | 20
ChillerWater CooledScroll60 | PF | Chiller Plant | Chilled Water | Chiller | CH | CH | H | Chiller | CH | Water Cooled | WTR | Scroll | SCR | 60 | TONS | H-CH-WTR-SCR-60 |  | HCHWTRSCR | 20
ChillerWater CooledScroll80 | PF | Chiller Plant | Chilled Water | Chiller | CH | CH | H | Chiller | CH | Water Cooled | WTR | Scroll | SCR | 80 | TONS | H-CH-WTR-SCR-80 |  | HCHWTRSCR | 20
Compressor - Refrig.Air CooledReciprocating10 | REF | Refrigeration Equipment | Refrigeration | Compressor |  |  | R | Compressor - Refrig. | CMP | Air Cooled | AIR | Reciprocating | RCP | 10 | TONS | R-CMP-AIR-RCP-10 |  | RCMPAIRRCP | 20
Compressor - Refrig.Air CooledReciprocating100 | REF | Refrigeration Equipment | Refrigeration | Compressor |  |  | R | Compressor - Refrig. | CMP | Air Cooled | AIR | Reciprocating | RCP | 100 | TONS | R-CMP-AIR-RCP-100 |  | RCMPAIRRCP | 20
Compressor - Refrig.Air CooledReciprocating150 | REF | Refrigeration Equipment | Refrigeration | Compressor |  |  | R | Compressor - Refrig. | CMP | Air Cooled | AIR | Reciprocating | RCP | 150 | TONS | R-CMP-AIR-RCP-150 |  | RCMPAIRRCP | 20
Compressor - Refrig.Air CooledReciprocating20 | REF | Refrigeration Equipment | Refrigeration | Compressor |  |  | R | Compressor - Refrig. | CMP | Air Cooled | AIR | Reciprocating | RCP | 20 | TONS | R-CMP-AIR-RCP-20 |  | RCMPAIRRCP | 20
Compressor - Refrig.Air CooledReciprocating200 | REF | Refrigeration Equipment | Refrigeration | Compressor |  |  | R | Compressor - Refrig. | CMP | Air Cooled | AIR | Reciprocating | RCP | 200 | TONS | R-CMP-AIR-RCP-200 |  | RCMPAIRRCP | 20
Compressor - Refrig.Air CooledReciprocating5 | REF | Refrigeration Equipment | Refrigeration | Compressor |  |  | R | Compressor - Refrig. | CMP | Air Cooled | AIR | Reciprocating | RCP | 5 | TONS | R-CMP-AIR-RCP-5 |  | RCMPAIRRCP | 20
Compressor - Refrig.Air CooledReciprocating50 | REF | Refrigeration Equipment | Refrigeration | Compressor |  |  | R | Compressor - Refrig. | CMP | Air Cooled | AIR | Reciprocating | RCP | 50 | TONS | R-CMP-AIR-RCP-50 |  | RCMPAIRRCP | 20
Compressor - Refrig.Air CooledReciprocating500 | REF | Refrigeration Equipment | Refrigeration | Compressor |  |  | R | Compressor - Refrig. | CMP | Air Cooled | AIR | Reciprocating | RCP | 500 | TONS | R-CMP-AIR-RCP-500 |  | RCMPAIRRCP | 20
Compressor - Refrig.Water CooledScrew100 | REF | Refrigeration Equipment | Refrigeration | Compressor |  |  | R | Compressor - Refrig. | CMP | Water Cooled | WTR | Screw | SCW | 100 | TONS | R-CMP-WTR-SCW-100 |  | RCMPWTRSCW | 20
Compressor - Refrig.Water CooledScrew200 | REF | Refrigeration Equipment | Refrigeration | Compressor |  |  | R | Compressor - Refrig. | CMP | Water Cooled | WTR | Screw | SCW | 200 | TONS | R-CMP-WTR-SCW-200 |  | RCMPWTRSCW | 20
Compressor - Refrig.Water CooledScrew300 | REF | Refrigeration Equipment | Refrigeration | Compressor |  |  | R | Compressor - Refrig. | CMP | Water Cooled | WTR | Screw | SCW | 300 | TONS | R-CMP-WTR-SCW-300 |  | RCMPWTRSCW | 20
Compressor - Refrig.Water CooledScrew400 | REF | Refrigeration Equipment | Refrigeration | Compressor |  |  | R | Compressor - Refrig. | CMP | Water Cooled | WTR | Screw | SCW | 400 | TONS | R-CMP-WTR-SCW-400 |  | RCMPWTRSCW | 20
Compressor - Refrig.Water CooledScrew500 | REF | Refrigeration Equipment | Refrigeration | Compressor |  |  | R | Compressor - Refrig. | CMP | Water Cooled | WTR | Screw | SCW | 500 | TONS | R-CMP-WTR-SCW-500 |  | RCMPWTRSCW | 20
Computer Room Air ConditioningDirect ExpansionCondenser10 | SM | Air Handling System Terminal Equipment | Terminal Equipment | Computer Room Air Conditioning | CRAC | CRAC | H | Computer Room Air Conditioning | CRAC | Direct Expansion | DX | Condenser | CND | 10 | TONS | H-CRAC-DX-CND-10 |  | HCRACDXCND | 15
Computer Room Air ConditioningDirect ExpansionCondenser20 | SM | Air Handling System Terminal Equipment | Terminal Equipment | Computer Room Air Conditioning | CRAC | CRAC | H | Computer Room Air Conditioning | CRAC | Direct Expansion | DX | Condenser | CND | 20 | TONS | H-CRAC-DX-CND-20 |  | HCRACDXCND | 15
Computer Room Air ConditioningDirect ExpansionCondenser5 | SM | Air Handling System Terminal Equipment | Terminal Equipment | Computer Room Air Conditioning | CRAC | CRAC | H | Computer Room Air Conditioning | CRAC | Direct Expansion | DX | Condenser | CND | 5 | TONS | H-CRAC-DX-CND-5 |  | HCRACDXCND | 15
Computer Room Air ConditioningDirect ExpansionEvaporator - Ceiling Mounted10 | SM | Air Handling System Terminal Equipment | Terminal Equipment | Computer Room Air Conditioning | CRAC | CRAC | H | Computer Room Air Conditioning | CRAC | Direct Expansion | DX | Evaporator - Ceiling Mounted | ECL | 10 | TONS | H-CRAC-DX-ECL-10 |  | HCRACDXECL | 15
Computer Room Air ConditioningDirect ExpansionEvaporator - Ceiling Mounted20 | SM | Air Handling System Terminal Equipment | Terminal Equipment | Computer Room Air Conditioning | CRAC | CRAC | H | Computer Room Air Conditioning | CRAC | Direct Expansion | DX | Evaporator - Ceiling Mounted | ECL | 20 | TONS | H-CRAC-DX-ECL-20 |  | HCRACDXECL | 15
Computer Room Air ConditioningDirect ExpansionEvaporator - Ceiling Mounted5 | SM | Air Handling System Terminal Equipment | Terminal Equipment | Computer Room Air Conditioning | CRAC | CRAC | H | Computer Room Air Conditioning | CRAC | Direct Expansion | DX | Evaporator - Ceiling Mounted | ECL | 5 | TONS | H-CRAC-DX-ECL-5 |  | HCRACDXECL | 15
Computer Room Air ConditioningDirect ExpansionEvaporator - Floor Mounted10 | SM | Air Handling System Terminal Equipment | Terminal Equipment | Computer Room Air Conditioning | CRAC | CRAC | H | Computer Room Air Conditioning | CRAC | Direct Expansion | DX | Evaporator - Floor Mounted | EFL | 10 | TONS | H-CRAC-DX-EFL-10 |  | HCRACDXEFLR | 15
Computer Room Air ConditioningDirect ExpansionEvaporator - Floor Mounted20 | SM | Air Handling System Terminal Equipment | Terminal Equipment | Computer Room Air Conditioning | CRAC | CRAC | H | Computer Room Air Conditioning | CRAC | Direct Expansion | DX | Evaporator - Floor Mounted | EFL | 20 | TONS | H-CRAC-DX-EFL-20 |  | HCRACDXEFLR | 15
Computer Room Air ConditioningDirect ExpansionEvaporator - Floor Mounted5 | SM | Air Handling System Terminal Equipment | Terminal Equipment | Computer Room Air Conditioning | CRAC | CRAC | H | Computer Room Air Conditioning | CRAC | Direct Expansion | DX | Evaporator - Floor Mounted | EFL | 5 | TONS | H-CRAC-DX-EFL-5 |  | HCRACDXEFLR | 15
Computer Room Air ConditioningDirect ExpansionPump Package5 | SM | Air Handling System Terminal Equipment | Terminal Equipment | Computer Room Air Conditioning | CRAC | CRAC | H | Computer Room Air Conditioning | CRAC | Direct Expansion | DX | Pump Package | PMP | 5 | HP | H-CRAC-DX-PMP-5 |  | HCRACDXPMP | 15
Computer Room Air ConditioningWater CooledCeiling Mounted10 | SM | Air Handling System Terminal Equipment | Terminal Equipment | Computer Room Air Conditioning | CRAC | CRAC | H | Computer Room Air Conditioning | CRAC | Water Cooled | WTR | Ceiling Mounted | CLG | 10 | TONS | H-CRAC-WTR-CLG-10 |  | HCRACWTRCLG | 15
Computer Room Air ConditioningWater CooledCeiling Mounted20 | SM | Air Handling System Terminal Equipment | Terminal Equipment | Computer Room Air Conditioning | CRAC | CRAC | H | Computer Room Air Conditioning | CRAC | Water Cooled | WTR | Ceiling Mounted | CLG | 20 | TONS | H-CRAC-WTR-CLG-20 |  | HCRACWTRCLG | 15
Computer Room Air ConditioningWater CooledCeiling Mounted5 | SM | Air Handling System Terminal Equipment | Terminal Equipment | Computer Room Air Conditioning | CRAC | CRAC | H | Computer Room Air Conditioning | CRAC | Water Cooled | WTR | Ceiling Mounted | CLG | 5 | TONS | H-CRAC-WTR-CLG-5 |  | HCRACWTRCLG | 15
Computer Room Air ConditioningWater CooledFloor Mounted10 | SM | Air Handling System Terminal Equipment | Terminal Equipment | Computer Room Air Conditioning | CRAC | CRAC | H | Computer Room Air Conditioning | CRAC | Water Cooled | WTR | Floor Mounted | FLR | 10 | TONS | H-CRAC-WTR-FLR-10 |  | HCRACWTRFLR | 15
Computer Room Air ConditioningWater CooledFloor Mounted20 | SM | Air Handling System Terminal Equipment | Terminal Equipment | Computer Room Air Conditioning | CRAC | CRAC | H | Computer Room Air Conditioning | CRAC | Water Cooled | WTR | Floor Mounted | FLR | 20 | TONS | H-CRAC-WTR-FLR-20 |  | HCRACWTRFLR | 15
Computer Room Air ConditioningWater CooledFloor Mounted5 | SM | Air Handling System Terminal Equipment | Terminal Equipment | Computer Room Air Conditioning | CRAC | CRAC | H | Computer Room Air Conditioning | CRAC | Water Cooled | WTR | Floor Mounted | FLR | 5 | TONS | H-CRAC-WTR-FLR-5 |  | HCRACWTRFLR | 15
Condensing Unit - Refrig.Air CooledDirect Expansion10 | REF | Refrigeration Equipment | Refrigeration | Condensing Unit | CU | CU | R | Condensing Unit - Refrig. | CU | Air Cooled | AIR | Direct Expansion | DX | 10 | TONS | R-CU-AIR-DX-10 |  | RCUAIRDX | 20
Condensing Unit - Refrig.Air CooledDirect Expansion100 | REF | Refrigeration Equipment | Refrigeration | Condensing Unit | CU | CU | R | Condensing Unit - Refrig. | CU | Air Cooled | AIR | Direct Expansion | DX | 100 | TONS | R-CU-AIR-DX-100 |  | RCUAIRDX | 20
Condensing Unit - Refrig.Air CooledDirect Expansion12 | REF | Refrigeration Equipment | Refrigeration | Condensing Unit | CU | CU | R | Condensing Unit - Refrig. | CU | Air Cooled | AIR | Direct Expansion | DX | 12 | TONS | R-CU-AIR-DX-12 |  | RCUAIRDX | 20
Condensing Unit - Refrig.Air CooledDirect Expansion14 | REF | Refrigeration Equipment | Refrigeration | Condensing Unit | CU | CU | R | Condensing Unit - Refrig. | CU | Air Cooled | AIR | Direct Expansion | DX | 14 | TONS | R-CU-AIR-DX-14 |  | RCUAIRDX | 20
Condensing Unit - Refrig.Air CooledDirect Expansion16 | REF | Refrigeration Equipment | Refrigeration | Condensing Unit | CU | CU | R | Condensing Unit - Refrig. | CU | Air Cooled | AIR | Direct Expansion | DX | 16 | TONS | R-CU-AIR-DX-16 |  | RCUAIRDX | 20
Condensing Unit - Refrig.Air CooledDirect Expansion20 | REF | Refrigeration Equipment | Refrigeration | Condensing Unit | CU | CU | R | Condensing Unit - Refrig. | CU | Air Cooled | AIR | Direct Expansion | DX | 20 | TONS | R-CU-AIR-DX-20 |  | RCUAIRDX | 20
Condensing Unit - Refrig.Air CooledDirect Expansion25 | REF | Refrigeration Equipment | Refrigeration | Condensing Unit | CU | CU | R | Condensing Unit - Refrig. | CU | Air Cooled | AIR | Direct Expansion | DX | 25 | TONS | R-CU-AIR-DX-25 |  | RCUAIRDX | 20
Condensing Unit - Refrig.Air CooledDirect Expansion30 | REF | Refrigeration Equipment | Refrigeration | Condensing Unit | CU | CU | R | Condensing Unit - Refrig. | CU | Air Cooled | AIR | Direct Expansion | DX | 30 | TONS | R-CU-AIR-DX-30 |  | RCUAIRDX | 20
Condensing Unit - Refrig.Air CooledDirect Expansion40 | REF | Refrigeration Equipment | Refrigeration | Condensing Unit | CU | CU | R | Condensing Unit - Refrig. | CU | Air Cooled | AIR | Direct Expansion | DX | 40 | TONS | R-CU-AIR-DX-40 |  | RCUAIRDX | 20
Condensing Unit - Refrig.Air CooledDirect Expansion5 | REF | Refrigeration Equipment | Refrigeration | Condensing Unit | CU | CU | R | Condensing Unit - Refrig. | CU | Air Cooled | AIR | Direct Expansion | DX | 5 | TONS | R-CU-AIR-DX-5 |  | RCUAIRDX | 20
Condensing Unit - Refrig.Air CooledDirect Expansion50 | REF | Refrigeration Equipment | Refrigeration | Condensing Unit | CU | CU | R | Condensing Unit - Refrig. | CU | Air Cooled | AIR | Direct Expansion | DX | 50 | TONS | R-CU-AIR-DX-50 |  | RCUAIRDX | 20
Condensing Unit - Refrig.Air CooledDirect Expansion75 | REF | Refrigeration Equipment | Refrigeration | Condensing Unit | CU | CU | R | Condensing Unit - Refrig. | CU | Air Cooled | AIR | Direct Expansion | DX | 75 | TONS | R-CU-AIR-DX-75 |  | RCUAIRDX | 20
Condensing Unit - Refrig.Air CooledDirect Expansion8 | REF | Refrigeration Equipment | Refrigeration | Condensing Unit | CU | CU | R | Condensing Unit - Refrig. | CU | Air Cooled | AIR | Direct Expansion | DX | 8 | TONS | R-CU-AIR-DX-8 |  | RCUAIRDX | 20
Condensing Unit - Refrig.EvaporativeDirect Expansion10 | REF | Refrigeration Equipment | Refrigeration | Condensing Unit | CU | CU | R | Condensing Unit - Refrig. | CU | Evaporative | EVP | Direct Expansion | DX | 10 | TONS | R-CU-EVP-DX-10 |  | RCUEVPDX | 20
Condensing Unit - Refrig.EvaporativeDirect Expansion100 | REF | Refrigeration Equipment | Refrigeration | Condensing Unit | CU | CU | R | Condensing Unit - Refrig. | CU | Evaporative | EVP | Direct Expansion | DX | 100 | TONS | R-CU-EVP-DX-100 |  | RCUEVPDX | 20
Condensing Unit - Refrig.EvaporativeDirect Expansion25 | REF | Refrigeration Equipment | Refrigeration | Condensing Unit | CU | CU | R | Condensing Unit - Refrig. | CU | Evaporative | EVP | Direct Expansion | DX | 25 | TONS | R-CU-EVP-DX-25 |  | RCUEVPDX | 20
Condensing Unit - Refrig.EvaporativeDirect Expansion50 | REF | Refrigeration Equipment | Refrigeration | Condensing Unit | CU | CU | R | Condensing Unit - Refrig. | CU | Evaporative | EVP | Direct Expansion | DX | 50 | TONS | R-CU-EVP-DX-50 |  | RCUEVPDX | 20
Condensing Unit - Refrig.Water CooledDirect Expansion10 | REF | Refrigeration Equipment | Refrigeration | Condensing Unit | CU | CU | R | Condensing Unit - Refrig. | CU | Water Cooled | WTR | Direct Expansion | DX | 10 | TONS | R-CU-WTR-DX-10 |  | RCUWTRDX | 20
Condensing Unit - Refrig.Water CooledDirect Expansion100 | REF | Refrigeration Equipment | Refrigeration | Condensing Unit | CU | CU | R | Condensing Unit - Refrig. | CU | Water Cooled | WTR | Direct Expansion | DX | 100 | TONS | R-CU-WTR-DX-100 |  | RCUWTRDX | 20
Condensing Unit - Refrig.Water CooledDirect Expansion25 | REF | Refrigeration Equipment | Refrigeration | Condensing Unit | CU | CU | R | Condensing Unit - Refrig. | CU | Water Cooled | WTR | Direct Expansion | DX | 25 | TONS | R-CU-WTR-DX-25 |  | RCUWTRDX | 20
Condensing Unit - Refrig.Water CooledDirect Expansion50 | REF | Refrigeration Equipment | Refrigeration | Condensing Unit | CU | CU | R | Condensing Unit - Refrig. | CU | Water Cooled | WTR | Direct Expansion | DX | 50 | TONS | R-CU-WTR-DX-50 |  | RCUWTRDX | 20
Condensing UnitAir CooledDirect Expansion10 | PF | Air Handling System Terminal Equipment | Terminal Equipment | Condensing Unit | CU | CU | H | Condensing Unit | CU | Air Cooled | AIR | Direct Expansion | DX | 10 | TONS | H-CU-AIR-DX-10 |  | HCUAIRDX | 20
Condensing UnitAir CooledDirect Expansion2 | PF | Air Handling System Terminal Equipment | Terminal Equipment | Condensing Unit | CU | CU | H | Condensing Unit | CU | Air Cooled | AIR | Direct Expansion | DX | 2 | TONS | H-CU-AIR-DX-2 |  | HCUAIRDX | 20
Condensing UnitAir CooledDirect Expansion25 | PF | Air Handling System Terminal Equipment | Terminal Equipment | Condensing Unit | CU | CU | H | Condensing Unit | CU | Air Cooled | AIR | Direct Expansion | DX | 25 | TONS | H-CU-AIR-DX-25 |  | HCUAIRDX | 20
Condensing UnitAir CooledDirect Expansion5 | PF | Air Handling System Terminal Equipment | Terminal Equipment | Condensing Unit | CU | CU | H | Condensing Unit | CU | Air Cooled | AIR | Direct Expansion | DX | 5 | TONS | H-CU-AIR-DX-5 |  | HCUAIRDX | 20
Condensing UnitAir CooledDirect Expansion50 | PF | Air Handling System Terminal Equipment | Terminal Equipment | Condensing Unit | CU | CU | H | Condensing Unit | CU | Air Cooled | AIR | Direct Expansion | DX | 50 | TONS | H-CU-AIR-DX-50 |  | HCUAIRDX | 20
Condensing UnitAir CooledReciprocating10 | PF | Air Handling System Terminal Equipment | Terminal Equipment | Condensing Unit | CU | CU | H | Condensing Unit | CU | Air Cooled | AIR | Reciprocating | RCP | 10 | TONS | H-CU-AIR-RCP-10 |  | HCUAIRDX | 20
Condensing UnitAir CooledReciprocating25 | PF | Air Handling System Terminal Equipment | Terminal Equipment | Condensing Unit | CU | CU | H | Condensing Unit | CU | Air Cooled | AIR | Reciprocating | RCP | 25 | TONS | H-CU-AIR-RCP-25 |  | HCUAIRDX | 20
Condensing UnitAir CooledReciprocating50 | PF | Air Handling System Terminal Equipment | Terminal Equipment | Condensing Unit | CU | CU | H | Condensing Unit | CU | Air Cooled | AIR | Reciprocating | RCP | 50 | TONS | H-CU-AIR-RCP-50 |  | HCUAIRDX | 20
Condensing UnitEvaporative Fluid CoolerDirect Expansion10 | PF | Air Handling System Terminal Equipment | Terminal Equipment | Condensing Unit | CU | CU | H | Condensing Unit | CU | Evaporative Fluid Cooler | EFC | Direct Expansion | DX | 10 | TONS | H-CU-EFC-DX-10 |  | HCUEFCDX | 20
Condensing UnitEvaporative Fluid CoolerDirect Expansion100 | PF | Air Handling System Terminal Equipment | Terminal Equipment | Condensing Unit | CU | CU | H | Condensing Unit | CU | Evaporative Fluid Cooler | EFC | Direct Expansion | DX | 100 | TONS | H-CU-EFC-DX-100 |  | HCUEFCDX | 20
Condensing UnitEvaporative Fluid CoolerDirect Expansion250 | PF | Air Handling System Terminal Equipment | Terminal Equipment | Condensing Unit | CU | CU | H | Condensing Unit | CU | Evaporative Fluid Cooler | EFC | Direct Expansion | DX | 250 | TONS | H-CU-EFC-DX-250 |  | HCUEFCDX | 20
Condensing UnitEvaporative Fluid CoolerDirect Expansion50 | PF | Air Handling System Terminal Equipment | Terminal Equipment | Condensing Unit | CU | CU | H | Condensing Unit | CU | Evaporative Fluid Cooler | EFC | Direct Expansion | DX | 50 | TONS | H-CU-EFC-DX-50 |  | HCUEFCDX | 20
Condensing UnitEvaporative Fluid CoolerDirect Expansion500 | PF | Air Handling System Terminal Equipment | Terminal Equipment | Condensing Unit | CU | CU | H | Condensing Unit | CU | Evaporative Fluid Cooler | EFC | Direct Expansion | DX | 500 | TONS | H-CU-EFC-DX-500 |  | HCUEFCDX | 20
Condensing UnitEvaporativeDirect Expansion10 | PF | Air Handling System Terminal Equipment | Terminal Equipment | Condensing Unit | CU | CU | H | Condensing Unit | CU | Evaporative | EVP | Direct Expansion | DX | 10 | TONS | H-CU-EVP-DX-10 |  | HCUEVPDX | 20
Condensing UnitEvaporativeDirect Expansion100 | PF | Air Handling System Terminal Equipment | Terminal Equipment | Condensing Unit | CU | CU | H | Condensing Unit | CU | Evaporative | EVP | Direct Expansion | DX | 100 | TONS | H-CU-EVP-DX-100 |  | HCUEVPDX | 20
Condensing UnitEvaporativeDirect Expansion250 | PF | Air Handling System Terminal Equipment | Terminal Equipment | Condensing Unit | CU | CU | H | Condensing Unit | CU | Evaporative | EVP | Direct Expansion | DX | 250 | TONS | H-CU-EVP-DX-250 |  | HCUEVPDX | 20
Condensing UnitEvaporativeDirect Expansion50 | PF | Air Handling System Terminal Equipment | Terminal Equipment | Condensing Unit | CU | CU | H | Condensing Unit | CU | Evaporative | EVP | Direct Expansion | DX | 50 | TONS | H-CU-EVP-DX-50 |  | HCUEVPDX | 20
Condensing UnitEvaporativeDirect Expansion500 | PF | Air Handling System Terminal Equipment | Terminal Equipment | Condensing Unit | CU | CU | H | Condensing Unit | CU | Evaporative | EVP | Direct Expansion | DX | 500 | TONS | H-CU-EVP-DX-500 |  | HCUEVPDX | 20
Condensing UnitWater CooledDirect Expansion10 | PF | Air Handling System Terminal Equipment | Terminal Equipment | Condensing Unit | CU | CU | H | Condensing Unit | CU | Water Cooled | WTR | Direct Expansion | DX | 10 | TONS | H-CU-WTR-DX-10 |  | HCUWTRDX | 20
Condensing UnitWater CooledDirect Expansion100 | PF | Air Handling System Terminal Equipment | Terminal Equipment | Condensing Unit | CU | CU | H | Condensing Unit | CU | Water Cooled | WTR | Direct Expansion | DX | 100 | TONS | H-CU-WTR-DX-100 |  | HCUWTRDX | 20
Condensing UnitWater CooledDirect Expansion50 | PF | Air Handling System Terminal Equipment | Terminal Equipment | Condensing Unit | CU | CU | H | Condensing Unit | CU | Water Cooled | WTR | Direct Expansion | DX | 50 | TONS | H-CU-WTR-DX-50 |  | HCUWTRDX | 20
Condensing UnitWater CooledReciprocating10 | PF | Air Handling System Terminal Equipment | Terminal Equipment | Condensing Unit | CU | CU | H | Condensing Unit | CU | Water Cooled | WTR | Reciprocating | RCP | 10 | TONS | H-CU-WTR-RCP-10 |  | HCUWTRDX | 20
Condensing UnitWater CooledReciprocating100 | PF | Air Handling System Terminal Equipment | Terminal Equipment | Condensing Unit | CU | CU | H | Condensing Unit | CU | Water Cooled | WTR | Reciprocating | RCP | 100 | TONS | H-CU-WTR-RCP-100 |  | HCUWTRDX | 20
Condensing UnitWater CooledReciprocating50 | PF | Air Handling System Terminal Equipment | Terminal Equipment | Condensing Unit | CU | CU | H | Condensing Unit | CU | Water Cooled | WTR | Reciprocating | RCP | 50 | TONS | H-CU-WTR-RCP-50 |  | HCUWTRDX | 20
ConvectorHot WaterAll100 | PF | Air Handling System Terminal Equipment | Terminal Equipment | Convector | CUH | CUH | H | Convector | CVR | Hot Water | HW | All |  | 100 | MBH | H-CVR-HW--100 |  | HCVRHW | 20
ConvectorHot WaterAll250 | PF | Air Handling System Terminal Equipment | Terminal Equipment | Convector | CUH | CUH | H | Convector | CVR | Hot Water | HW | All |  | 250 | MBH | H-CVR-HW--250 |  | HCVRHW | 20
ConvectorHot WaterAll50 | PF | Air Handling System Terminal Equipment | Terminal Equipment | Convector | CUH | CUH | H | Convector | CVR | Hot Water | HW | All |  | 50 | MBH | H-CVR-HW--50 |  | HCVRHW | 20
Cooling TowerClosed Circuit - IndoorCentrifugal Fan10 | PF | Cooling Tower Plant | Condenser Water | Cooling Tower | CT | CT | H | Cooling Tower | CT | Closed Circuit - Indoor | CLI | Centrifugal Fan | CNT | 10 | TONS | H-CT-CLI-CNT-10 |  | HCTCLICNT | 20
Cooling TowerClosed Circuit - IndoorCentrifugal Fan100 | PF | Cooling Tower Plant | Condenser Water | Cooling Tower | CT | CT | H | Cooling Tower | CT | Closed Circuit - Indoor | CLI | Centrifugal Fan | CNT | 100 | TONS | H-CT-CLI-CNT-100 |  | HCTCLICNT | 20
Cooling TowerClosed Circuit - IndoorCentrifugal Fan25 | PF | Cooling Tower Plant | Condenser Water | Cooling Tower | CT | CT | H | Cooling Tower | CT | Closed Circuit - Indoor | CLI | Centrifugal Fan | CNT | 25 | TONS | H-CT-CLI-CNT-25 |  | HCTCLICNT | 20
Cooling TowerClosed Circuit - IndoorCentrifugal Fan50 | PF | Cooling Tower Plant | Condenser Water | Cooling Tower | CT | CT | H | Cooling Tower | CT | Closed Circuit - Indoor | CLI | Centrifugal Fan | CNT | 50 | TONS | H-CT-CLI-CNT-50 |  | HCTCLICNT | 20
Cooling TowerClosed Circuit - IndoorCentrifugal Fan75 | PF | Cooling Tower Plant | Condenser Water | Cooling Tower | CT | CT | H | Cooling Tower | CT | Closed Circuit - Indoor | CLI | Centrifugal Fan | CNT | 75 | TONS | H-CT-CLI-CNT-75 |  | HCTCLICNT | 20
Cooling TowerClosed Circuit - OutdoorAxial Fan10 | PF | Cooling Tower Plant | Condenser Water | Cooling Tower | CT | CT | H | Cooling Tower | CT | Closed Circuit - Outdoor | CLO | Axial Fan | AXL | 10 | TONS | H-CT-CLO-AXL-10 |  | HCTCLOAXL | 20
Cooling TowerClosed Circuit - OutdoorAxial Fan100 | PF | Cooling Tower Plant | Condenser Water | Cooling Tower | CT | CT | H | Cooling Tower | CT | Closed Circuit - Outdoor | CLO | Axial Fan | AXL | 100 | TONS | H-CT-CLO-AXL-100 |  | HCTCLOAXL | 20
Cooling TowerClosed Circuit - OutdoorAxial Fan150 | PF | Cooling Tower Plant | Condenser Water | Cooling Tower | CT | CT | H | Cooling Tower | CT | Closed Circuit - Outdoor | CLO | Axial Fan | AXL | 150 | TONS | H-CT-CLO-AXL-150 |  | HCTCLOAXL | 20
Cooling TowerClosed Circuit - OutdoorAxial Fan200 | PF | Cooling Tower Plant | Condenser Water | Cooling Tower | CT | CT | H | Cooling Tower | CT | Closed Circuit - Outdoor | CLO | Axial Fan | AXL | 200 | TONS | H-CT-CLO-AXL-200 |  | HCTCLOAXL | 20
Cooling TowerClosed Circuit - OutdoorAxial Fan25 | PF | Cooling Tower Plant | Condenser Water | Cooling Tower | CT | CT | H | Cooling Tower | CT | Closed Circuit - Outdoor | CLO | Axial Fan | AXL | 25 | TONS | H-CT-CLO-AXL-25 |  | HCTCLOAXL | 20
Cooling TowerClosed Circuit - OutdoorAxial Fan250 | PF | Cooling Tower Plant | Condenser Water | Cooling Tower | CT | CT | H | Cooling Tower | CT | Closed Circuit - Outdoor | CLO | Axial Fan | AXL | 250 | TONS | H-CT-CLO-AXL-250 |  | HCTCLOAXL | 20
Cooling TowerClosed Circuit - OutdoorAxial Fan300 | PF | Cooling Tower Plant | Condenser Water | Cooling Tower | CT | CT | H | Cooling Tower | CT | Closed Circuit - Outdoor | CLO | Axial Fan | AXL | 300 | TONS | H-CT-CLO-AXL-300 |  | HCTCLOAXL | 20
Cooling TowerClosed Circuit - OutdoorAxial Fan400 | PF | Cooling Tower Plant | Condenser Water | Cooling Tower | CT | CT | H | Cooling Tower | CT | Closed Circuit - Outdoor | CLO | Axial Fan | AXL | 400 | TONS | H-CT-CLO-AXL-400 |  | HCTCLOAXL | 20
Cooling TowerClosed Circuit - OutdoorAxial Fan50 | PF | Cooling Tower Plant | Condenser Water | Cooling Tower | CT | CT | H | Cooling Tower | CT | Closed Circuit - Outdoor | CLO | Axial Fan | AXL | 50 | TONS | H-CT-CLO-AXL-50 |  | HCTCLOAXL | 20
Cooling TowerClosed Circuit - OutdoorAxial Fan500 | PF | Cooling Tower Plant | Condenser Water | Cooling Tower | CT | CT | H | Cooling Tower | CT | Closed Circuit - Outdoor | CLO | Axial Fan | AXL | 500 | TONS | H-CT-CLO-AXL-500 |  | HCTCLOAXL | 20
Cooling TowerClosed Circuit - OutdoorAxial Fan75 | PF | Cooling Tower Plant | Condenser Water | Cooling Tower | CT | CT | H | Cooling Tower | CT | Closed Circuit - Outdoor | CLO | Axial Fan | AXL | 75 | TONS | H-CT-CLO-AXL-75 |  | HCTCLOAXL | 20
Cooling TowerClosed Circuit - OutdoorCentrifugal Fan10 | PF | Cooling Tower Plant | Condenser Water | Cooling Tower | CT | CT | H | Cooling Tower | CT | Closed Circuit - Outdoor | CLO | Centrifugal Fan | CNT | 10 | TONS | H-CT-CLO-CNT-10 |  | HCTCLOCNT | 20
Cooling TowerClosed Circuit - OutdoorCentrifugal Fan100 | PF | Cooling Tower Plant | Condenser Water | Cooling Tower | CT | CT | H | Cooling Tower | CT | Closed Circuit - Outdoor | CLO | Centrifugal Fan | CNT | 100 | TONS | H-CT-CLO-CNT-100 |  | HCTCLOCNT | 20
Cooling TowerClosed Circuit - OutdoorCentrifugal Fan150 | PF | Cooling Tower Plant | Condenser Water | Cooling Tower | CT | CT | H | Cooling Tower | CT | Closed Circuit - Outdoor | CLO | Centrifugal Fan | CNT | 150 | TONS | H-CT-CLO-CNT-150 |  | HCTCLOCNT | 20
Cooling TowerClosed Circuit - OutdoorCentrifugal Fan200 | PF | Cooling Tower Plant | Condenser Water | Cooling Tower | CT | CT | H | Cooling Tower | CT | Closed Circuit - Outdoor | CLO | Centrifugal Fan | CNT | 200 | TONS | H-CT-CLO-CNT-200 |  | HCTCLOCNT | 20
Cooling TowerClosed Circuit - OutdoorCentrifugal Fan25 | PF | Cooling Tower Plant | Condenser Water | Cooling Tower | CT | CT | H | Cooling Tower | CT | Closed Circuit - Outdoor | CLO | Centrifugal Fan | CNT | 25 | TONS | H-CT-CLO-CNT-25 |  | HCTCLOCNT | 20
Cooling TowerClosed Circuit - OutdoorCentrifugal Fan250 | PF | Cooling Tower Plant | Condenser Water | Cooling Tower | CT | CT | H | Cooling Tower | CT | Closed Circuit - Outdoor | CLO | Centrifugal Fan | CNT | 250 | TONS | H-CT-CLO-CNT-250 |  | HCTCLOCNT | 20
Cooling TowerClosed Circuit - OutdoorCentrifugal Fan300 | PF | Cooling Tower Plant | Condenser Water | Cooling Tower | CT | CT | H | Cooling Tower | CT | Closed Circuit - Outdoor | CLO | Centrifugal Fan | CNT | 300 | TONS | H-CT-CLO-CNT-300 |  | HCTCLOCNT | 20
Cooling TowerClosed Circuit - OutdoorCentrifugal Fan400 | PF | Cooling Tower Plant | Condenser Water | Cooling Tower | CT | CT | H | Cooling Tower | CT | Closed Circuit - Outdoor | CLO | Centrifugal Fan | CNT | 400 | TONS | H-CT-CLO-CNT-400 |  | HCTCLOCNT | 20
Cooling TowerClosed Circuit - OutdoorCentrifugal Fan50 | PF | Cooling Tower Plant | Condenser Water | Cooling Tower | CT | CT | H | Cooling Tower | CT | Closed Circuit - Outdoor | CLO | Centrifugal Fan | CNT | 50 | TONS | H-CT-CLO-CNT-50 |  | HCTCLOCNT | 20
Cooling TowerClosed Circuit - OutdoorCentrifugal Fan500 | PF | Cooling Tower Plant | Condenser Water | Cooling Tower | CT | CT | H | Cooling Tower | CT | Closed Circuit - Outdoor | CLO | Centrifugal Fan | CNT | 500 | TONS | H-CT-CLO-CNT-500 |  | HCTCLOCNT | 20
Cooling TowerClosed Circuit - OutdoorCentrifugal Fan75 | PF | Cooling Tower Plant | Condenser Water | Cooling Tower | CT | CT | H | Cooling Tower | CT | Closed Circuit - Outdoor | CLO | Centrifugal Fan | CNT | 75 | TONS | H-CT-CLO-CNT-75 |  | HCTCLOCNT | 20
Cooling TowerOpen CellAxial Fan10 | PF | Cooling Tower Plant | Condenser Water | Cooling Tower | CT | CT | H | Cooling Tower | CT | Open Cell | OPN | Axial Fan | AXL | 10 | TONS | H-CT-OPN-AXL-10 |  | HCTOPNAXL | 20
Cooling TowerOpen CellAxial Fan100 | PF | Cooling Tower Plant | Condenser Water | Cooling Tower | CT | CT | H | Cooling Tower | CT | Open Cell | OPN | Axial Fan | AXL | 100 | TONS | H-CT-OPN-AXL-100 |  | HCTOPNAXL | 20
Cooling TowerOpen CellAxial Fan1000 | PF | Cooling Tower Plant | Condenser Water | Cooling Tower | CT | CT | H | Cooling Tower | CT | Open Cell | OPN | Axial Fan | AXL | 1000 | TONS | H-CT-OPN-AXL-1000 |  | HCTOPNAXL | 20
Cooling TowerOpen CellAxial Fan1250 | PF | Cooling Tower Plant | Condenser Water | Cooling Tower | CT | CT | H | Cooling Tower | CT | Open Cell | OPN | Axial Fan | AXL | 1250 | TONS | H-CT-OPN-AXL-1250 |  | HCTOPNAXL | 20
Cooling TowerOpen CellAxial Fan150 | PF | Cooling Tower Plant | Condenser Water | Cooling Tower | CT | CT | H | Cooling Tower | CT | Open Cell | OPN | Axial Fan | AXL | 150 | TONS | H-CT-OPN-AXL-150 |  | HCTOPNAXL | 20
Cooling TowerOpen CellAxial Fan1500 | PF | Cooling Tower Plant | Condenser Water | Cooling Tower | CT | CT | H | Cooling Tower | CT | Open Cell | OPN | Axial Fan | AXL | 1500 | TONS | H-CT-OPN-AXL-1500 |  | HCTOPNAXL | 20
Cooling TowerOpen CellAxial Fan200 | PF | Cooling Tower Plant | Condenser Water | Cooling Tower | CT | CT | H | Cooling Tower | CT | Open Cell | OPN | Axial Fan | AXL | 200 | TONS | H-CT-OPN-AXL-200 |  | HCTOPNAXL | 20
Cooling TowerOpen CellAxial Fan25 | PF | Cooling Tower Plant | Condenser Water | Cooling Tower | CT | CT | H | Cooling Tower | CT | Open Cell | OPN | Axial Fan | AXL | 25 | TONS | H-CT-OPN-AXL-25 |  | HCTOPNAXL | 20
Cooling TowerOpen CellAxial Fan250 | PF | Cooling Tower Plant | Condenser Water | Cooling Tower | CT | CT | H | Cooling Tower | CT | Open Cell | OPN | Axial Fan | AXL | 250 | TONS | H-CT-OPN-AXL-250 |  | HCTOPNAXL | 20
Cooling TowerOpen CellAxial Fan300 | PF | Cooling Tower Plant | Condenser Water | Cooling Tower | CT | CT | H | Cooling Tower | CT | Open Cell | OPN | Axial Fan | AXL | 300 | TONS | H-CT-OPN-AXL-300 |  | HCTOPNAXL | 20
Cooling TowerOpen CellAxial Fan350 | PF | Cooling Tower Plant | Condenser Water | Cooling Tower | CT | CT | H | Cooling Tower | CT | Open Cell | OPN | Axial Fan | AXL | 350 | TONS | H-CT-OPN-AXL-350 |  | HCTOPNAXL | 20
Cooling TowerOpen CellAxial Fan400 | PF | Cooling Tower Plant | Condenser Water | Cooling Tower | CT | CT | H | Cooling Tower | CT | Open Cell | OPN | Axial Fan | AXL | 400 | TONS | H-CT-OPN-AXL-400 |  | HCTOPNAXL | 20
Cooling TowerOpen CellAxial Fan50 | PF | Cooling Tower Plant | Condenser Water | Cooling Tower | CT | CT | H | Cooling Tower | CT | Open Cell | OPN | Axial Fan | AXL | 50 | TONS | H-CT-OPN-AXL-50 |  | HCTOPNAXL | 20
Cooling TowerOpen CellAxial Fan500 | PF | Cooling Tower Plant | Condenser Water | Cooling Tower | CT | CT | H | Cooling Tower | CT | Open Cell | OPN | Axial Fan | AXL | 500 | TONS | H-CT-OPN-AXL-500 |  | HCTOPNAXL | 20
Cooling TowerOpen CellAxial Fan600 | PF | Cooling Tower Plant | Condenser Water | Cooling Tower | CT | CT | H | Cooling Tower | CT | Open Cell | OPN | Axial Fan | AXL | 600 | TONS | H-CT-OPN-AXL-600 |  | HCTOPNAXL | 20
Cooling TowerOpen CellAxial Fan700 | PF | Cooling Tower Plant | Condenser Water | Cooling Tower | CT | CT | H | Cooling Tower | CT | Open Cell | OPN | Axial Fan | AXL | 700 | TONS | H-CT-OPN-AXL-700 |  | HCTOPNAXL | 20
Cooling TowerOpen CellAxial Fan75 | PF | Cooling Tower Plant | Condenser Water | Cooling Tower | CT | CT | H | Cooling Tower | CT | Open Cell | OPN | Axial Fan | AXL | 75 | TONS | H-CT-OPN-AXL-75 |  | HCTOPNAXL | 20
Cooling TowerOpen CellAxial Fan800 | PF | Cooling Tower Plant | Condenser Water | Cooling Tower | CT | CT | H | Cooling Tower | CT | Open Cell | OPN | Axial Fan | AXL | 800 | TONS | H-CT-OPN-AXL-800 |  | HCTOPNAXL | 20
Cooling TowerOpen CellAxial Fan900 | PF | Cooling Tower Plant | Condenser Water | Cooling Tower | CT | CT | H | Cooling Tower | CT | Open Cell | OPN | Axial Fan | AXL | 900 | TONS | H-CT-OPN-AXL-900 |  | HCTOPNAXL | 20
Cooling TowerOpen CellAxial Fiberglass Fan10 | PF | Cooling Tower Plant | Condenser Water | Cooling Tower | CT | CT | H | Cooling Tower | CT | Open Cell | OPN | Axial Fiberglass Fan | AXF | 10 | TONS | H-CT-OPN-AXF-10 |  | HCTOPNAXL | 20
Cooling TowerOpen CellAxial Fiberglass Fan100 | PF | Cooling Tower Plant | Condenser Water | Cooling Tower | CT | CT | H | Cooling Tower | CT | Open Cell | OPN | Axial Fiberglass Fan | AXF | 100 | TONS | H-CT-OPN-AXF-100 |  | HCTOPNAXL | 20
Cooling TowerOpen CellAxial Fiberglass Fan150 | PF | Cooling Tower Plant | Condenser Water | Cooling Tower | CT | CT | H | Cooling Tower | CT | Open Cell | OPN | Axial Fiberglass Fan | AXF | 150 | TONS | H-CT-OPN-AXF-150 |  | HCTOPNAXL | 20
Cooling TowerOpen CellAxial Fiberglass Fan200 | PF | Cooling Tower Plant | Condenser Water | Cooling Tower | CT | CT | H | Cooling Tower | CT | Open Cell | OPN | Axial Fiberglass Fan | AXF | 200 | TONS | H-CT-OPN-AXF-200 |  | HCTOPNAXL | 20
Cooling TowerOpen CellAxial Fiberglass Fan25 | PF | Cooling Tower Plant | Condenser Water | Cooling Tower | CT | CT | H | Cooling Tower | CT | Open Cell | OPN | Axial Fiberglass Fan | AXF | 25 | TONS | H-CT-OPN-AXF-25 |  | HCTOPNAXL | 20
Cooling TowerOpen CellAxial Fiberglass Fan300 | PF | Cooling Tower Plant | Condenser Water | Cooling Tower | CT | CT | H | Cooling Tower | CT | Open Cell | OPN | Axial Fiberglass Fan | AXF | 300 | TONS | H-CT-OPN-AXF-300 |  | HCTOPNAXL | 20
Cooling TowerOpen CellAxial Fiberglass Fan400 | PF | Cooling Tower Plant | Condenser Water | Cooling Tower | CT | CT | H | Cooling Tower | CT | Open Cell | OPN | Axial Fiberglass Fan | AXF | 400 | TONS | H-CT-OPN-AXF-400 |  | HCTOPNAXL | 20
Cooling TowerOpen CellAxial Fiberglass Fan50 | PF | Cooling Tower Plant | Condenser Water | Cooling Tower | CT | CT | H | Cooling Tower | CT | Open Cell | OPN | Axial Fiberglass Fan | AXF | 50 | TONS | H-CT-OPN-AXF-50 |  | HCTOPNAXL | 20
Cooling TowerOpen CellAxial Fiberglass Fan500 | PF | Cooling Tower Plant | Condenser Water | Cooling Tower | CT | CT | H | Cooling Tower | CT | Open Cell | OPN | Axial Fiberglass Fan | AXF | 500 | TONS | H-CT-OPN-AXF-500 |  | HCTOPNAXL | 20
Cooling TowerOpen CellAxial Fiberglass Fan75 | PF | Cooling Tower Plant | Condenser Water | Cooling Tower | CT | CT | H | Cooling Tower | CT | Open Cell | OPN | Axial Fiberglass Fan | AXF | 75 | TONS | H-CT-OPN-AXF-75 |  | HCTOPNAXL | 20
Coupon RackBlack IronAll5 | PF | Chiller Plant, Cooling Tower Plant, Hot Water Boiler Plant | Chilled, Condenser, Heating Water | Coupon Rack | CPN |  | H | Coupon Rack | CPN | Black Iron | IRN | All |  | 5 | GPM | H-CPN-IRN--5 |  |  | 20
Coupon RackPVCAll5 | PF | Chiller Plant, Cooling Tower Plant, Hot Water Boiler Plant | Chilled, Condenser, Heating Water | Coupon Rack | CPN |  | H | Coupon Rack | CPN | PVC | PVC | All |  | 5 | GPM | H-CPN-PVC--5 |  |  | 20
DI/RO EquipmentDeionization UnitAll1000 | PL | Domestic Water Plant | Domestic Water | Deionization Unit | DI | DI/RO | P | DI/RO Equipment | DIRO | Deionization Unit | DI | All |  | 1000 | GPM | P-DIRO-DI--1000 |  | PDIRODI | 15
DI/RO EquipmentDeionization UnitAll350 | PL | Domestic Water Plant | Domestic Water | Deionization Unit | DI | DI/RO | P | DI/RO Equipment | DIRO | Deionization Unit | DI | All |  | 350 | GPM | P-DIRO-DI--350 |  | PDIRODI | 15
DI/RO EquipmentInlineRO Water10 | PL | Domestic Water Plant | Domestic Water | RO Circ Pump | ROCP | DI/RO | P | DI/RO Equipment | PMP | Inline | INL | RO Water | ROW | 10 | HP | P-PMP-INL-ROW-10 |  | HPMPINL | 10
DI/RO EquipmentInlineRO Water2 | PL | Domestic Water Plant | Domestic Water | RO Circ Pump | ROCP | DI/RO | P | DI/RO Equipment | PMP | Inline | INL | RO Water | ROW | 2 | HP | P-PMP-INL-ROW-2 |  | HPMPINL | 10
DI/RO EquipmentOzone GeneratorAll10 | PL | Domestic Water Plant | Domestic Water | Ozone Generator | OZO | DI/RO | P | DI/RO Equipment | DIRO | Ozone Generator | OZO | All |  | 10 | GAL | P-DIRO-OZO--10 |  | PDIROOZO | 15
DI/RO EquipmentReverse OsmosisAll100 | PL | Domestic Water Plant | Domestic Water | Reverse Osmosis Unit |  | DI/RO | P | DI/RO Equipment | DIRO | Reverse Osmosis | RO | All |  | 100 | GPM | P-DIRO-RO--100 |  | PDIRORO | 15
DI/RO EquipmentReverse OsmosisAll50 | PL | Domestic Water Plant | Domestic Water | Reverse Osmosis Unit |  | DI/RO | P | DI/RO Equipment | DIRO | Reverse Osmosis | RO | All |  | 50 | GPM | P-DIRO-RO--50 |  | PDIRORO | 15
DI/RO EquipmentRO WaterStorage, Above Ground50 | PL | Domestic Water Plant | Domestic Water | RO Tank | ROT | DI/RO | P | DI/RO Equipment | TNK | RO Water | RO | Storage, Above Ground | AG | 50 | GAL | P-TNK-RO-AG-50 |  | PTNKNEU | 15
Direct Outside Air UnitIndoorPackaged1000 | SM | Air Handling Units | Air Handling Units | Direct Outside Air Unit | DOAS | DOAS | H | Direct Outside Air Unit | DOAS | Indoor | IND | Packaged | PKG | 1000 | CFM | H-DOAS-IND-PKG-1000 |  | HDOAS | 15
Direct Outside Air UnitIndoorPackaged2000 | SM | Air Handling Units | Air Handling Units | Direct Outside Air Unit | DOAS | DOAS | H | Direct Outside Air Unit | DOAS | Indoor | IND | Packaged | PKG | 2000 | CFM | H-DOAS-IND-PKG-2000 |  | HDOAS | 15
Direct Outside Air UnitIndoorPackaged4000 | SM | Air Handling Units | Air Handling Units | Direct Outside Air Unit | DOAS | DOAS | H | Direct Outside Air Unit | DOAS | Indoor | IND | Packaged | PKG | 4000 | CFM | H-DOAS-IND-PKG-4000 |  | HDOAS | 15
Direct Outside Air UnitIndoorPackaged8000 | SM | Air Handling Units | Air Handling Units | Direct Outside Air Unit | DOAS | DOAS | H | Direct Outside Air Unit | DOAS | Indoor | IND | Packaged | PKG | 8000 | CFM | H-DOAS-IND-PKG-8000 |  | HDOAS | 15
Direct Outside Air UnitOutdoorPackaged1000 | SM | Air Handling Units | Air Handling Units | Direct Outside Air Unit | DOAS | DOAS | H | Direct Outside Air Unit | DOAS | Outdoor | OUT | Packaged | PKG | 1000 | CFM | H-DOAS-OUT-PKG-1000 |  | HDOAS | 15
Direct Outside Air UnitOutdoorPackaged2000 | SM | Air Handling Units | Air Handling Units | Direct Outside Air Unit | DOAS | DOAS | H | Direct Outside Air Unit | DOAS | Outdoor | OUT | Packaged | PKG | 2000 | CFM | H-DOAS-OUT-PKG-2000 |  | HDOAS | 15
Direct Outside Air UnitOutdoorPackaged4000 | SM | Air Handling Units | Air Handling Units | Direct Outside Air Unit | DOAS | DOAS | H | Direct Outside Air Unit | DOAS | Outdoor | OUT | Packaged | PKG | 4000 | CFM | H-DOAS-OUT-PKG-4000 |  | HDOAS | 15
Direct Outside Air UnitOutdoorPackaged6000 | SM | Air Handling Units | Air Handling Units | Direct Outside Air Unit | DOAS | DOAS | H | Direct Outside Air Unit | DOAS | Outdoor | OUT | Packaged | PKG | 6000 | CFM | H-DOAS-OUT-PKG-6000 |  | HDOAS | 15
Direct Outside Air UnitOutdoorPackaged8000 | SM | Air Handling Units | Air Handling Units | Direct Outside Air Unit | DOAS | DOAS | H | Direct Outside Air Unit | DOAS | Outdoor | OUT | Packaged | PKG | 8000 | CFM | H-DOAS-OUT-PKG-8000 |  | HDOAS | 15
Domestic HW GeneratorHot WaterDomestic Water100 | PL | Domestic Water Plant | Domestic Water | Domestic HW Generator | DHWG | Other | P | Domestic HW Generator | GEN | Hot Water | HW | Domestic Water | DW | 100 | GAL | P-GEN-HW-DW-100 |  | PDWHSTMTNK | 15
Domestic HW GeneratorHot WaterDomestic Water250 | PL | Domestic Water Plant | Domestic Water | Domestic HW Generator | DHWG | Other | P | Domestic HW Generator | GEN | Hot Water | HW | Domestic Water | DW | 250 | GAL | P-GEN-HW-DW-250 |  | PDWHSTMTNK | 15
Domestic HW GeneratorHot WaterDomestic Water50 | PL | Domestic Water Plant | Domestic Water | Domestic HW Generator | DHWG | Other | P | Domestic HW Generator | GEN | Hot Water | HW | Domestic Water | DW | 50 | GAL | P-GEN-HW-DW-50 |  | PDWHSTMTNK | 15
Domestic HW GeneratorHot WaterDomestic Water500 | PL | Domestic Water Plant | Domestic Water | Domestic HW Generator | DHWG | Other | P | Domestic HW Generator | GEN | Hot Water | HW | Domestic Water | DW | 500 | GAL | P-GEN-HW-DW-500 |  | PDWHSTMTNK | 15
Domestic Water Booster PumpDuplexNo Receiver5 | PL | Domestic Water Plant | Domestic Water | Domestic Water Booster Pump | DWBP | DBP | P | Domestic Water Booster Pump | DBP | Duplex | DPX | No Receiver | NOR | 5 | HP | P-DBP-DPX-NOR-5 |  | PDBPDPXNOR | 15
Domestic Water Booster PumpDuplexReceiver10 | PL | Domestic Water Plant | Domestic Water | Domestic Water Booster Pump | DWBP | DBP | P | Domestic Water Booster Pump | DBP | Duplex | DPX | Receiver | RCV | 10 | HP | P-DBP-DPX-RCV-10 |  | PDBPDPXRCV | 15
Domestic Water Booster PumpDuplexReceiver5 | PL | Domestic Water Plant | Domestic Water | Domestic Water Booster Pump | DWBP | DBP | P | Domestic Water Booster Pump | DBP | Duplex | DPX | Receiver | RCV | 5 | HP | P-DBP-DPX-RCV-5 |  | PDBPDPXRCV | 15
Domestic Water Booster PumpTriplexNo Receiver10 | PL | Domestic Water Plant | Domestic Water | Domestic Water Booster Pump | DWBP | DBP | P | Domestic Water Booster Pump | DBP | Triplex | TPX | No Receiver | NOR | 10 | HP | P-DBP-TPX-NOR-10 |  | PDBPTPXNOR | 15
Domestic Water Booster PumpTriplexReceiver15 | PL | Domestic Water Plant | Domestic Water | Domestic Water Booster Pump | DWBP | DBP | P | Domestic Water Booster Pump | DBP | Triplex | TPX | Receiver | RCV | 15 | HP | P-DBP-TPX-RCV-15 |  | PDBPTPXRCV | 15
Domestic Water Booster PumpTriplexReceiver30 | PL | Domestic Water Plant | Domestic Water | Domestic Water Booster Pump | DWBP | DBP | P | Domestic Water Booster Pump | DBP | Triplex | TPX | Receiver | RCV | 30 | HP | P-DBP-TPX-RCV-30 |  | PDBPTPXRCV | 15
Domestic Water HeaterElectricHeat Pump100 | PL | Domestic Water Plant | Domestic Water | Domestic Water Heater | DWH | DWH | P | Domestic Water Heater | DWH | Electric | ELE | Heat Pump | HP | 100 | GAL | P-DWH-ELE-HP-100 |  | PDWHELEHP | 15
Domestic Water HeaterElectricHeat Pump1000 | PL | Domestic Water Plant | Domestic Water | Domestic Water Heater | DWH | DWH | P | Domestic Water Heater | DWH | Electric | ELE | Heat Pump | HP | 1000 | GAL | P-DWH-ELE-HP-1000 |  | PDWHELEHP | 15
Domestic Water HeaterElectricHeat Pump200 | PL | Domestic Water Plant | Domestic Water | Domestic Water Heater | DWH | DWH | P | Domestic Water Heater | DWH | Electric | ELE | Heat Pump | HP | 200 | GAL | P-DWH-ELE-HP-200 |  | PDWHELEHP | 15
Domestic Water HeaterElectricHeat Pump400 | PL | Domestic Water Plant | Domestic Water | Domestic Water Heater | DWH | DWH | P | Domestic Water Heater | DWH | Electric | ELE | Heat Pump | HP | 400 | GAL | P-DWH-ELE-HP-400 |  | PDWHELEHP | 15
Domestic Water HeaterElectricHeat Pump50 | PL | Domestic Water Plant | Domestic Water | Domestic Water Heater | DWH | DWH | P | Domestic Water Heater | DWH | Electric | ELE | Heat Pump | HP | 50 | GAL | P-DWH-ELE-HP-50 |  | PDWHELEHP | 15
Domestic Water HeaterElectricHeat Pump600 | PL | Domestic Water Plant | Domestic Water | Domestic Water Heater | DWH | DWH | P | Domestic Water Heater | DWH | Electric | ELE | Heat Pump | HP | 600 | GAL | P-DWH-ELE-HP-600 |  | PDWHELEHP | 15
Domestic Water HeaterElectricHeat Pump800 | PL | Domestic Water Plant | Domestic Water | Domestic Water Heater | DWH | DWH | P | Domestic Water Heater | DWH | Electric | ELE | Heat Pump | HP | 800 | GAL | P-DWH-ELE-HP-800 |  | PDWHELEHP | 15
Domestic Water HeaterElectricHorizontal Tank100 | PL | Domestic Water Plant | Domestic Water | Domestic Water Heater | DWH | DWH | P | Domestic Water Heater | DWH | Electric | ELE | Horizontal Tank | HOR | 100 | GAL | P-DWH-ELE-HOR-100 |  | PDWHELEHOR | 15
Domestic Water HeaterElectricHorizontal Tank1000 | PL | Domestic Water Plant | Domestic Water | Domestic Water Heater | DWH | DWH | P | Domestic Water Heater | DWH | Electric | ELE | Horizontal Tank | HOR | 1000 | GAL | P-DWH-ELE-HOR-1000 |  | PDWHELEHOR | 15
Domestic Water HeaterElectricHorizontal Tank1500 | PL | Domestic Water Plant | Domestic Water | Domestic Water Heater | DWH | DWH | P | Domestic Water Heater | DWH | Electric | ELE | Horizontal Tank | HOR | 1500 | GAL | P-DWH-ELE-HOR-1500 |  | PDWHELEHOR | 15
Domestic Water HeaterElectricHorizontal Tank200 | PL | Domestic Water Plant | Domestic Water | Domestic Water Heater | DWH | DWH | P | Domestic Water Heater | DWH | Electric | ELE | Horizontal Tank | HOR | 200 | GAL | P-DWH-ELE-HOR-200 |  | PDWHELEHOR | 15
Domestic Water HeaterElectricHorizontal Tank2000 | PL | Domestic Water Plant | Domestic Water | Domestic Water Heater | DWH | DWH | P | Domestic Water Heater | DWH | Electric | ELE | Horizontal Tank | HOR | 2000 | GAL | P-DWH-ELE-HOR-2000 |  | PDWHELEHOR | 15
Domestic Water HeaterElectricHorizontal Tank2500 | PL | Domestic Water Plant | Domestic Water | Domestic Water Heater | DWH | DWH | P | Domestic Water Heater | DWH | Electric | ELE | Horizontal Tank | HOR | 2500 | GAL | P-DWH-ELE-HOR-2500 |  | PDWHELEHOR | 15
Domestic Water HeaterElectricHorizontal Tank300 | PL | Domestic Water Plant | Domestic Water | Domestic Water Heater | DWH | DWH | P | Domestic Water Heater | DWH | Electric | ELE | Horizontal Tank | HOR | 300 | GAL | P-DWH-ELE-HOR-300 |  | PDWHELEHOR | 15
Domestic Water HeaterElectricHorizontal Tank3000 | PL | Domestic Water Plant | Domestic Water | Domestic Water Heater | DWH | DWH | P | Domestic Water Heater | DWH | Electric | ELE | Horizontal Tank | HOR | 3000 | GAL | P-DWH-ELE-HOR-3000 |  | PDWHELEHOR | 15
Domestic Water HeaterElectricHorizontal Tank400 | PL | Domestic Water Plant | Domestic Water | Domestic Water Heater | DWH | DWH | P | Domestic Water Heater | DWH | Electric | ELE | Horizontal Tank | HOR | 400 | GAL | P-DWH-ELE-HOR-400 |  | PDWHELEHOR | 15
Domestic Water HeaterElectricHorizontal Tank4000 | PL | Domestic Water Plant | Domestic Water | Domestic Water Heater | DWH | DWH | P | Domestic Water Heater | DWH | Electric | ELE | Horizontal Tank | HOR | 4000 | GAL | P-DWH-ELE-HOR-4000 |  | PDWHELEHOR | 15
Domestic Water HeaterElectricHorizontal Tank50 | PL | Domestic Water Plant | Domestic Water | Domestic Water Heater | DWH | DWH | P | Domestic Water Heater | DWH | Electric | ELE | Horizontal Tank | HOR | 50 | GAL | P-DWH-ELE-HOR-50 |  | PDWHELEHOR | 15
Domestic Water HeaterElectricHorizontal Tank600 | PL | Domestic Water Plant | Domestic Water | Domestic Water Heater | DWH | DWH | P | Domestic Water Heater | DWH | Electric | ELE | Horizontal Tank | HOR | 600 | GAL | P-DWH-ELE-HOR-600 |  | PDWHELEHOR | 15
Domestic Water HeaterElectricHorizontal Tank800 | PL | Domestic Water Plant | Domestic Water | Domestic Water Heater | DWH | DWH | P | Domestic Water Heater | DWH | Electric | ELE | Horizontal Tank | HOR | 800 | GAL | P-DWH-ELE-HOR-800 |  | PDWHELEHOR | 15
Domestic Water HeaterElectricInstantaneous100 | PL | Domestic Water Plant | Domestic Water | Domestic Water Heater | DWH | DWH | P | Domestic Water Heater | DWH | Electric | ELE | Instantaneous | INS | 100 | MBH | P-DWH-ELE-INS-100 |  | PDWHELEINS | 15
Domestic Water HeaterElectricInstantaneous1000 | PL | Domestic Water Plant | Domestic Water | Domestic Water Heater | DWH | DWH | P | Domestic Water Heater | DWH | Electric | ELE | Instantaneous | INS | 1000 | MBH | P-DWH-ELE-INS-1000 |  | PDWHELEINS | 15
Domestic Water HeaterElectricInstantaneous200 | PL | Domestic Water Plant | Domestic Water | Domestic Water Heater | DWH | DWH | P | Domestic Water Heater | DWH | Electric | ELE | Instantaneous | INS | 200 | MBH | P-DWH-ELE-INS-200 |  | PDWHELEINS | 15
Domestic Water HeaterElectricInstantaneous25 | PL | Domestic Water Plant | Domestic Water | Domestic Water Heater | DWH | DWH | P | Domestic Water Heater | DWH | Electric | ELE | Instantaneous | INS | 25 | MBH | P-DWH-ELE-INS-25 |  | PDWHELEINS | 15
Domestic Water HeaterElectricInstantaneous400 | PL | Domestic Water Plant | Domestic Water | Domestic Water Heater | DWH | DWH | P | Domestic Water Heater | DWH | Electric | ELE | Instantaneous | INS | 400 | MBH | P-DWH-ELE-INS-400 |  | PDWHELEINS | 15
Domestic Water HeaterElectricInstantaneous50 | PL | Domestic Water Plant | Domestic Water | Domestic Water Heater | DWH | DWH | P | Domestic Water Heater | DWH | Electric | ELE | Instantaneous | INS | 50 | MBH | P-DWH-ELE-INS-50 |  | PDWHELEINS | 15
Domestic Water HeaterElectricInstantaneous600 | PL | Domestic Water Plant | Domestic Water | Domestic Water Heater | DWH | DWH | P | Domestic Water Heater | DWH | Electric | ELE | Instantaneous | INS | 600 | MBH | P-DWH-ELE-INS-600 |  | PDWHELEINS | 15
Domestic Water HeaterElectricInstantaneous800 | PL | Domestic Water Plant | Domestic Water | Domestic Water Heater | DWH | DWH | P | Domestic Water Heater | DWH | Electric | ELE | Instantaneous | INS | 800 | MBH | P-DWH-ELE-INS-800 |  | PDWHELEINS | 15
Domestic Water HeaterElectricVertical Tank100 | PL | Domestic Water Plant | Domestic Water | Domestic Water Heater | DWH | DWH | P | Domestic Water Heater | DWH | Electric | ELE | Vertical Tank | VER | 100 | GAL | P-DWH-ELE-VER-100 |  | PDWHELEVER | 15
Domestic Water HeaterElectricVertical Tank1000 | PL | Domestic Water Plant | Domestic Water | Domestic Water Heater | DWH | DWH | P | Domestic Water Heater | DWH | Electric | ELE | Vertical Tank | VER | 1000 | GAL | P-DWH-ELE-VER-1000 |  | PDWHELEVER | 15
Domestic Water HeaterElectricVertical Tank1500 | PL | Domestic Water Plant | Domestic Water | Domestic Water Heater | DWH | DWH | P | Domestic Water Heater | DWH | Electric | ELE | Vertical Tank | VER | 1500 | GAL | P-DWH-ELE-VER-1500 |  | PDWHELEVER | 15
Domestic Water HeaterElectricVertical Tank200 | PL | Domestic Water Plant | Domestic Water | Domestic Water Heater | DWH | DWH | P | Domestic Water Heater | DWH | Electric | ELE | Vertical Tank | VER | 200 | GAL | P-DWH-ELE-VER-200 |  | PDWHELEVER | 15
Domestic Water HeaterElectricVertical Tank2000 | PL | Domestic Water Plant | Domestic Water | Domestic Water Heater | DWH | DWH | P | Domestic Water Heater | DWH | Electric | ELE | Vertical Tank | VER | 2000 | GAL | P-DWH-ELE-VER-2000 |  | PDWHELEVER | 15
Domestic Water HeaterElectricVertical Tank2500 | PL | Domestic Water Plant | Domestic Water | Domestic Water Heater | DWH | DWH | P | Domestic Water Heater | DWH | Electric | ELE | Vertical Tank | VER | 2500 | GAL | P-DWH-ELE-VER-2500 |  | PDWHELEVER | 15
Domestic Water HeaterElectricVertical Tank300 | PL | Domestic Water Plant | Domestic Water | Domestic Water Heater | DWH | DWH | P | Domestic Water Heater | DWH | Electric | ELE | Vertical Tank | VER | 300 | GAL | P-DWH-ELE-VER-300 |  | PDWHELEVER | 15
Domestic Water HeaterElectricVertical Tank3000 | PL | Domestic Water Plant | Domestic Water | Domestic Water Heater | DWH | DWH | P | Domestic Water Heater | DWH | Electric | ELE | Vertical Tank | VER | 3000 | GAL | P-DWH-ELE-VER-3000 |  | PDWHELEVER | 15
Domestic Water HeaterElectricVertical Tank400 | PL | Domestic Water Plant | Domestic Water | Domestic Water Heater | DWH | DWH | P | Domestic Water Heater | DWH | Electric | ELE | Vertical Tank | VER | 400 | GAL | P-DWH-ELE-VER-400 |  | PDWHELEVER | 15
Domestic Water HeaterElectricVertical Tank4000 | PL | Domestic Water Plant | Domestic Water | Domestic Water Heater | DWH | DWH | P | Domestic Water Heater | DWH | Electric | ELE | Vertical Tank | VER | 4000 | GAL | P-DWH-ELE-VER-4000 |  | PDWHELEVER | 15
Domestic Water HeaterElectricVertical Tank50 | PL | Domestic Water Plant | Domestic Water | Domestic Water Heater | DWH | DWH | P | Domestic Water Heater | DWH | Electric | ELE | Vertical Tank | VER | 50 | GAL | P-DWH-ELE-VER-50 |  | PDWHELEVER | 15
Domestic Water HeaterElectricVertical Tank600 | PL | Domestic Water Plant | Domestic Water | Domestic Water Heater | DWH | DWH | P | Domestic Water Heater | DWH | Electric | ELE | Vertical Tank | VER | 600 | GAL | P-DWH-ELE-VER-600 |  | PDWHELEVER | 15
Domestic Water HeaterElectricVertical Tank800 | PL | Domestic Water Plant | Domestic Water | Domestic Water Heater | DWH | DWH | P | Domestic Water Heater | DWH | Electric | ELE | Vertical Tank | VER | 800 | GAL | P-DWH-ELE-VER-800 |  | PDWHELEVER | 15
Domestic Water HeaterGas-FiredInstantaneous1000 | PL | Domestic Water Plant | Domestic Water | Domestic Water Heater | DWH | DWH | P | Domestic Water Heater | DWH | Gas-Fired | GAS | Instantaneous | INS | 1000 | MBH | P-DWH-GAS-INS-1000 |  | PDWHGASINS | 15
Domestic Water HeaterGas-FiredInstantaneous150 | PL | Domestic Water Plant | Domestic Water | Domestic Water Heater | DWH | DWH | P | Domestic Water Heater | DWH | Gas-Fired | GAS | Instantaneous | INS | 150 | MBH | P-DWH-GAS-INS-150 |  | PDWHGASINS | 15
Domestic Water HeaterGas-FiredInstantaneous200 | PL | Domestic Water Plant | Domestic Water | Domestic Water Heater | DWH | DWH | P | Domestic Water Heater | DWH | Gas-Fired | GAS | Instantaneous | INS | 200 | MBH | P-DWH-GAS-INS-200 |  | PDWHGASINS | 15
Domestic Water HeaterGas-FiredInstantaneous400 | PL | Domestic Water Plant | Domestic Water | Domestic Water Heater | DWH | DWH | P | Domestic Water Heater | DWH | Gas-Fired | GAS | Instantaneous | INS | 400 | MBH | P-DWH-GAS-INS-400 |  | PDWHGASINS | 15
Domestic Water HeaterGas-FiredInstantaneous600 | PL | Domestic Water Plant | Domestic Water | Domestic Water Heater | DWH | DWH | P | Domestic Water Heater | DWH | Gas-Fired | GAS | Instantaneous | INS | 600 | MBH | P-DWH-GAS-INS-600 |  | PDWHGASINS | 15
Domestic Water HeaterGas-FiredInstantaneous800 | PL | Domestic Water Plant | Domestic Water | Domestic Water Heater | DWH | DWH | P | Domestic Water Heater | DWH | Gas-Fired | GAS | Instantaneous | INS | 800 | MBH | P-DWH-GAS-INS-800 |  | PDWHGASINS | 15
Domestic Water HeaterGas-FiredTank120 | PL | Domestic Water Plant | Domestic Water | Domestic Water Heater | DWH | DWH | P | Domestic Water Heater | DWH | Gas-Fired | GAS | Tank | TNK | 120 | GAL | P-DWH-GAS-TNK-120 |  | PDWHGASTNK | 15
Domestic Water HeaterGas-FiredTank150 | PL | Domestic Water Plant | Domestic Water | Domestic Water Heater | DWH | DWH | P | Domestic Water Heater | DWH | Gas-Fired | GAS | Tank | TNK | 150 | GAL | P-DWH-GAS-TNK-150 |  | PDWHGASTNK | 15
Domestic Water HeaterGas-FiredTank200 | PL | Domestic Water Plant | Domestic Water | Domestic Water Heater | DWH | DWH | P | Domestic Water Heater | DWH | Gas-Fired | GAS | Tank | TNK | 200 | GAL | P-DWH-GAS-TNK-200 |  | PDWHGASTNK | 15
Domestic Water HeaterGas-FiredTank25 | PL | Domestic Water Plant | Domestic Water | Domestic Water Heater | DWH | DWH | P | Domestic Water Heater | DWH | Gas-Fired | GAS | Tank | TNK | 25 | GAL | P-DWH-GAS-TNK-25 |  | PDWHGASTNK | 15
Domestic Water HeaterGas-FiredTank250 | PL | Domestic Water Plant | Domestic Water | Domestic Water Heater | DWH | DWH | P | Domestic Water Heater | DWH | Gas-Fired | GAS | Tank | TNK | 250 | GAL | P-DWH-GAS-TNK-250 |  | PDWHGASTNK | 15
Domestic Water HeaterGas-FiredTank300 | PL | Domestic Water Plant | Domestic Water | Domestic Water Heater | DWH | DWH | P | Domestic Water Heater | DWH | Gas-Fired | GAS | Tank | TNK | 300 | GAL | P-DWH-GAS-TNK-300 |  | PDWHGASTNK | 15
Domestic Water HeaterGas-FiredTank400 | PL | Domestic Water Plant | Domestic Water | Domestic Water Heater | DWH | DWH | P | Domestic Water Heater | DWH | Gas-Fired | GAS | Tank | TNK | 400 | GAL | P-DWH-GAS-TNK-400 |  | PDWHGASTNK | 15
Domestic Water HeaterGas-FiredTank50 | PL | Domestic Water Plant | Domestic Water | Domestic Water Heater | DWH | DWH | P | Domestic Water Heater | DWH | Gas-Fired | GAS | Tank | TNK | 50 | GAL | P-DWH-GAS-TNK-50 |  | PDWHGASTNK | 15
Domestic Water HeaterGas-FiredTank500 | PL | Domestic Water Plant | Domestic Water | Domestic Water Heater | DWH | DWH | P | Domestic Water Heater | DWH | Gas-Fired | GAS | Tank | TNK | 500 | GAL | P-DWH-GAS-TNK-500 |  | PDWHGASTNK | 15
Domestic Water HeaterGas-FiredTank80 | PL | Domestic Water Plant | Domestic Water | Domestic Water Heater | DWH | DWH | P | Domestic Water Heater | DWH | Gas-Fired | GAS | Tank | TNK | 80 | GAL | P-DWH-GAS-TNK-80 |  | PDWHGASTNK | 15
Domestic Water HeaterSteamInstantaneous1000 | PL | Domestic Water Plant | Domestic Water | Domestic Water Heater | DWH | DWH | P | Domestic Water Heater | DWH | Steam | STM | Instantaneous | INS | 1000 | MBH | P-DWH-STM-INS-1000 |  | PDWHSTMINS | 20
Domestic Water HeaterSteamInstantaneous150 | PL | Domestic Water Plant | Domestic Water | Domestic Water Heater | DWH | DWH | P | Domestic Water Heater | DWH | Steam | STM | Instantaneous | INS | 150 | MBH | P-DWH-STM-INS-150 |  | PDWHSTMINS | 20
Domestic Water HeaterSteamInstantaneous200 | PL | Domestic Water Plant | Domestic Water | Domestic Water Heater | DWH | DWH | P | Domestic Water Heater | DWH | Steam | STM | Instantaneous | INS | 200 | MBH | P-DWH-STM-INS-200 |  | PDWHSTMINS | 20
Domestic Water HeaterSteamInstantaneous400 | PL | Domestic Water Plant | Domestic Water | Domestic Water Heater | DWH | DWH | P | Domestic Water Heater | DWH | Steam | STM | Instantaneous | INS | 400 | MBH | P-DWH-STM-INS-400 |  | PDWHSTMINS | 20
Domestic Water HeaterSteamInstantaneous600 | PL | Domestic Water Plant | Domestic Water | Domestic Water Heater | DWH | DWH | P | Domestic Water Heater | DWH | Steam | STM | Instantaneous | INS | 600 | MBH | P-DWH-STM-INS-600 |  | PDWHSTMINS | 20
Domestic Water HeaterSteamInstantaneous800 | PL | Domestic Water Plant | Domestic Water | Domestic Water Heater | DWH | DWH | P | Domestic Water Heater | DWH | Steam | STM | Instantaneous | INS | 800 | MBH | P-DWH-STM-INS-800 |  | PDWHSTMINS | 20
Domestic Water HeaterSteamTank100 | PL | Domestic Water Plant | Domestic Water | Domestic Water Heater | DWH | DWH | P | Domestic Water Heater | DWH | Steam | STM | Tank | TNK | 100 | GAL | P-DWH-STM-TNK-100 |  | PDWHSTMTNK | 20
Domestic Water HeaterSteamTank1000 | PL | Domestic Water Plant | Domestic Water | Domestic Water Heater | DWH | DWH | P | Domestic Water Heater | DWH | Steam | STM | Tank | TNK | 1000 | GAL | P-DWH-STM-TNK-1000 |  | PDWHSTMTNK | 20
Domestic Water HeaterSteamTank1500 | PL | Domestic Water Plant | Domestic Water | Domestic Water Heater | DWH | DWH | P | Domestic Water Heater | DWH | Steam | STM | Tank | TNK | 1500 | GAL | P-DWH-STM-TNK-1500 |  | PDWHSTMTNK | 20
Domestic Water HeaterSteamTank200 | PL | Domestic Water Plant | Domestic Water | Domestic Water Heater | DWH | DWH | P | Domestic Water Heater | DWH | Steam | STM | Tank | TNK | 200 | GAL | P-DWH-STM-TNK-200 |  | PDWHSTMTNK | 20
Domestic Water HeaterSteamTank2000 | PL | Domestic Water Plant | Domestic Water | Domestic Water Heater | DWH | DWH | P | Domestic Water Heater | DWH | Steam | STM | Tank | TNK | 2000 | GAL | P-DWH-STM-TNK-2000 |  | PDWHSTMTNK | 20
Domestic Water HeaterSteamTank2500 | PL | Domestic Water Plant | Domestic Water | Domestic Water Heater | DWH | DWH | P | Domestic Water Heater | DWH | Steam | STM | Tank | TNK | 2500 | GAL | P-DWH-STM-TNK-2500 |  | PDWHSTMTNK | 20
Domestic Water HeaterSteamTank300 | PL | Domestic Water Plant | Domestic Water | Domestic Water Heater | DWH | DWH | P | Domestic Water Heater | DWH | Steam | STM | Tank | TNK | 300 | GAL | P-DWH-STM-TNK-300 |  | PDWHSTMTNK | 20
Domestic Water HeaterSteamTank3000 | PL | Domestic Water Plant | Domestic Water | Domestic Water Heater | DWH | DWH | P | Domestic Water Heater | DWH | Steam | STM | Tank | TNK | 3000 | GAL | P-DWH-STM-TNK-3000 |  | PDWHSTMTNK | 20
Domestic Water HeaterSteamTank400 | PL | Domestic Water Plant | Domestic Water | Domestic Water Heater | DWH | DWH | P | Domestic Water Heater | DWH | Steam | STM | Tank | TNK | 400 | GAL | P-DWH-STM-TNK-400 |  | PDWHSTMTNK | 20
Domestic Water HeaterSteamTank4000 | PL | Domestic Water Plant | Domestic Water | Domestic Water Heater | DWH | DWH | P | Domestic Water Heater | DWH | Steam | STM | Tank | TNK | 4000 | GAL | P-DWH-STM-TNK-4000 |  | PDWHSTMTNK | 20
Domestic Water HeaterSteamTank600 | PL | Domestic Water Plant | Domestic Water | Domestic Water Heater | DWH | DWH | P | Domestic Water Heater | DWH | Steam | STM | Tank | TNK | 600 | GAL | P-DWH-STM-TNK-600 |  | PDWHSTMTNK | 20
Domestic Water HeaterSteamTank800 | PL | Domestic Water Plant | Domestic Water | Domestic Water Heater | DWH | DWH | P | Domestic Water Heater | DWH | Steam | STM | Tank | TNK | 800 | GAL | P-DWH-STM-TNK-800 |  | PDWHSTMTNK | 20
Ductless Split SystemDirect ExpansionElectric Heat1 | SM | Air Handling System Terminal Equipment | Terminal Equipment | Ductless Split System | CU | FCU | H | Ductless Split System | SS | Direct Expansion | DX | Electric Heat | ELE | 1 | TONS | H-SS-DX-ELE-1 |  | HSSDX | 15
Ductless Split SystemDirect ExpansionElectric Heat3 | SM | Air Handling System Terminal Equipment | Terminal Equipment | Ductless Split System | CU | FCU | H | Ductless Split System | SS | Direct Expansion | DX | Electric Heat | ELE | 3 | TONS | H-SS-DX-ELE-3 |  | HSSDX | 15
Ductless Split SystemDirect ExpansionNo Electric Heat1 | SM | Air Handling System Terminal Equipment | Terminal Equipment | Ductless Split System | CU | FCU | H | Ductless Split System | SS | Direct Expansion | DX | No Electric Heat |  | 1 | TONS | H-SS-DX--1 |  | HSSDX | 15
Ductless Split SystemDirect ExpansionNo Electric Heat3 | SM | Air Handling System Terminal Equipment | Terminal Equipment | Ductless Split System | CU | FCU | H | Ductless Split System | SS | Direct Expansion | DX | No Electric Heat |  | 3 | TONS | H-SS-DX--3 |  | HSSDX | 15
Energy Recovery VentilatorIndoorPackaged10000 | SM | Air Handling Units | Air Handling Units | Energy Recovery Ventilator | ERV | ERV | H | Energy Recovery Ventilator | ERV | Indoor | IND | Packaged | PKG | 10000 | CFM | H-ERV-IND-PKG-10000 |  | HERVINDPKG | 15
Energy Recovery VentilatorIndoorPackaged20000 | SM | Air Handling Units | Air Handling Units | Energy Recovery Ventilator | ERV | ERV | H | Energy Recovery Ventilator | ERV | Indoor | IND | Packaged | PKG | 20000 | CFM | H-ERV-IND-PKG-20000 |  | HERVINDPKG | 15
Energy Recovery VentilatorIndoorPackaged40000 | SM | Air Handling Units | Air Handling Units | Energy Recovery Ventilator | ERV | ERV | H | Energy Recovery Ventilator | ERV | Indoor | IND | Packaged | PKG | 40000 | CFM | H-ERV-IND-PKG-40000 |  | HERVINDPKG | 15
Energy Recovery VentilatorIndoorPackaged5000 | SM | Air Handling Units | Air Handling Units | Energy Recovery Ventilator | ERV | ERV | H | Energy Recovery Ventilator | ERV | Indoor | IND | Packaged | PKG | 5000 | CFM | H-ERV-IND-PKG-5000 |  | HERVINDPKG | 15
Energy Recovery VentilatorOutdoorPackaged10000 | SM | Air Handling Units | Air Handling Units | Energy Recovery Ventilator | ERV | ERV | H | Energy Recovery Ventilator | ERV | Outdoor | OUT | Packaged | PKG | 10000 | CFM | H-ERV-OUT-PKG-10000 |  | HERVOUTPKG | 15
Energy Recovery VentilatorOutdoorPackaged20000 | SM | Air Handling Units | Air Handling Units | Energy Recovery Ventilator | ERV | ERV | H | Energy Recovery Ventilator | ERV | Outdoor | OUT | Packaged | PKG | 20000 | CFM | H-ERV-OUT-PKG-20000 |  | HERVOUTPKG | 15
Energy Recovery VentilatorOutdoorPackaged40000 | SM | Air Handling Units | Air Handling Units | Energy Recovery Ventilator | ERV | ERV | H | Energy Recovery Ventilator | ERV | Outdoor | OUT | Packaged | PKG | 40000 | CFM | H-ERV-OUT-PKG-40000 |  | HERVOUTPKG | 15
Energy Recovery VentilatorOutdoorPackaged5000 | SM | Air Handling Units | Air Handling Units | Energy Recovery Ventilator | ERV | ERV | H | Energy Recovery Ventilator | ERV | Outdoor | OUT | Packaged | PKG | 5000 | CFM | H-ERV-OUT-PKG-5000 |  | HERVOUTPKG | 15
EvaporatorDirect ExpansionAll1 | REF | Refrigeration Equipment | Refrigeration | Evaporator |  |  | R | Evaporator | EVP | Direct Expansion | DX | All |  | 1 | TONS | R-EVP-DX--1 |  | REVPDX | 20
EvaporatorDirect ExpansionAll2 | REF | Refrigeration Equipment | Refrigeration | Evaporator |  |  | R | Evaporator | EVP | Direct Expansion | DX | All |  | 2 | TONS | R-EVP-DX--2 |  | REVPDX | 20
EvaporatorDirect ExpansionAll3 | REF | Refrigeration Equipment | Refrigeration | Evaporator |  |  | R | Evaporator | EVP | Direct Expansion | DX | All |  | 3 | TONS | R-EVP-DX--3 |  | REVPDX | 20
EvaporatorDirect ExpansionAll4 | REF | Refrigeration Equipment | Refrigeration | Evaporator |  |  | R | Evaporator | EVP | Direct Expansion | DX | All |  | 4 | TONS | R-EVP-DX--4 |  | REVPDX | 20
EvaporatorDirect ExpansionAll6 | REF | Refrigeration Equipment | Refrigeration | Evaporator |  |  | R | Evaporator | EVP | Direct Expansion | DX | All |  | 6 | TONS | R-EVP-DX--6 |  | REVPDX | 20
Expansion TankAllFlanged10 | PL | Domestic Water Plant | Domestic Water | Expansion Tank | ET | ET | P | Expansion Tank | ET | All |  | Flanged | FLG | 10 | GAL | P-ET--FLG-10 |  | PDWET | 20
Expansion TankAllFlanged25 | PL | Domestic Water Plant | Domestic Water | Expansion Tank | ET | ET | P | Expansion Tank | ET | All |  | Flanged | FLG | 25 | GAL | P-ET--FLG-25 |  | PDWET | 20
Expansion TankAllFlanged5 | PL | Domestic Water Plant | Domestic Water | Expansion Tank | ET | ET | P | Expansion Tank | ET | All |  | Flanged | FLG | 5 | GAL | P-ET--FLG-5 |  | PDWET | 20
Expansion TankAllFlanged50 | PL | Domestic Water Plant | Domestic Water | Expansion Tank | ET | ET | P | Expansion Tank | ET | All |  | Flanged | FLG | 50 | GAL | P-ET--FLG-50 |  | PDWET | 20
Expansion TankAllThreaded2 | PL | Domestic Water Plant | Domestic Water | Expansion Tank | ET | ET | P | Expansion Tank | ET | All |  | Threaded | THD | 2 | GAL | P-ET--THD-2 |  | PDWET | 20
Expansion TankBladderFloor Mounted100 | PF | Chiller Plant, Cooling Tower Plant, Hot Water Boiler Plant | Chilled, Condenser, Heating Water | Expansion Tank | ET | ET | H | Expansion Tank | ET | Bladder | BLD | Floor Mounted | FLR | 100 | GAL | H-ET-BLD-FLR-100 |  | HETBLDFLR | 20
Expansion TankBladderFloor Mounted150 | PF | Chiller Plant, Cooling Tower Plant, Hot Water Boiler Plant | Chilled, Condenser, Heating Water | Expansion Tank | ET | ET | H | Expansion Tank | ET | Bladder | BLD | Floor Mounted | FLR | 150 | GAL | H-ET-BLD-FLR-150 |  | HETBLDFLR | 20
Expansion TankBladderFloor Mounted20 | PF | Chiller Plant, Cooling Tower Plant, Hot Water Boiler Plant | Chilled, Condenser, Heating Water | Expansion Tank | ET | ET | H | Expansion Tank | ET | Bladder | BLD | Floor Mounted | FLR | 20 | GAL | H-ET-BLD-FLR-20 |  | HETBLDFLR | 20
Expansion TankBladderFloor Mounted200 | PF | Chiller Plant, Cooling Tower Plant, Hot Water Boiler Plant | Chilled, Condenser, Heating Water | Expansion Tank | ET | ET | H | Expansion Tank | ET | Bladder | BLD | Floor Mounted | FLR | 200 | GAL | H-ET-BLD-FLR-200 |  | HETBLDFLR | 20
Expansion TankBladderFloor Mounted300 | PF | Chiller Plant, Cooling Tower Plant, Hot Water Boiler Plant | Chilled, Condenser, Heating Water | Expansion Tank | ET | ET | H | Expansion Tank | ET | Bladder | BLD | Floor Mounted | FLR | 300 | GAL | H-ET-BLD-FLR-300 |  | HETBLDFLR | 20
Expansion TankBladderFloor Mounted400 | PF | Chiller Plant, Cooling Tower Plant, Hot Water Boiler Plant | Chilled, Condenser, Heating Water | Expansion Tank | ET | ET | H | Expansion Tank | ET | Bladder | BLD | Floor Mounted | FLR | 400 | GAL | H-ET-BLD-FLR-400 |  | HETBLDFLR | 20
Expansion TankBladderFloor Mounted50 | PF | Chiller Plant, Cooling Tower Plant, Hot Water Boiler Plant | Chilled, Condenser, Heating Water | Expansion Tank | ET | ET | H | Expansion Tank | ET | Bladder | BLD | Floor Mounted | FLR | 50 | GAL | H-ET-BLD-FLR-50 |  | HETBLDFLR | 20
Expansion TankBladderFloor Mounted500 | PF | Chiller Plant, Cooling Tower Plant, Hot Water Boiler Plant | Chilled, Condenser, Heating Water | Expansion Tank | ET | ET | H | Expansion Tank | ET | Bladder | BLD | Floor Mounted | FLR | 500 | GAL | H-ET-BLD-FLR-500 |  | HETBLDFLR | 20
Expansion TankBladderFloor Mounted600 | PF | Chiller Plant, Cooling Tower Plant, Hot Water Boiler Plant | Chilled, Condenser, Heating Water | Expansion Tank | ET | ET | H | Expansion Tank | ET | Bladder | BLD | Floor Mounted | FLR | 600 | GAL | H-ET-BLD-FLR-600 |  | HETBLDFLR | 20
Expansion TankBladderIn-Line10 | PF | Chiller Plant, Cooling Tower Plant, Hot Water Boiler Plant | Chilled, Condenser, Heating Water | Expansion Tank | ET | ET | H | Expansion Tank | ET | Bladder | BLD | In-Line | INL | 10 | GAL | H-ET-BLD-INL-10 |  | HETBLDINL | 20
Expansion TankBladderIn-Line20 | PF | Chiller Plant, Cooling Tower Plant, Hot Water Boiler Plant | Chilled, Condenser, Heating Water | Expansion Tank | ET | ET | H | Expansion Tank | ET | Bladder | BLD | In-Line | INL | 20 | GAL | H-ET-BLD-INL-20 |  | HETBLDINL | 20
Expansion TankBladderIn-Line50 | PF | Chiller Plant, Cooling Tower Plant, Hot Water Boiler Plant | Chilled, Condenser, Heating Water | Expansion Tank | ET | ET | H | Expansion Tank | ET | Bladder | BLD | In-Line | INL | 50 | GAL | H-ET-BLD-INL-50 |  | HETBLDINL | 20
Expansion TankWithout BladderFloor Mounted100 | PF | Chiller Plant, Cooling Tower Plant, Hot Water Boiler Plant | Chilled, Condenser, Heating Water | Expansion Tank | ET | ET | H | Expansion Tank | ET | Without Bladder | NOB | Floor Mounted | FLR | 100 | GAL | H-ET-NOB-FLR-100 |  | HETNOBFLR | 20
Expansion TankWithout BladderFloor Mounted150 | PF | Chiller Plant, Cooling Tower Plant, Hot Water Boiler Plant | Chilled, Condenser, Heating Water | Expansion Tank | ET | ET | H | Expansion Tank | ET | Without Bladder | NOB | Floor Mounted | FLR | 150 | GAL | H-ET-NOB-FLR-150 |  | HETNOBFLR | 20
Expansion TankWithout BladderFloor Mounted200 | PF | Chiller Plant, Cooling Tower Plant, Hot Water Boiler Plant | Chilled, Condenser, Heating Water | Expansion Tank | ET | ET | H | Expansion Tank | ET | Without Bladder | NOB | Floor Mounted | FLR | 200 | GAL | H-ET-NOB-FLR-200 |  | HETNOBFLR | 20
Expansion TankWithout BladderFloor Mounted50 | PF | Chiller Plant, Cooling Tower Plant, Hot Water Boiler Plant | Chilled, Condenser, Heating Water | Expansion Tank | ET | ET | H | Expansion Tank | ET | Without Bladder | NOB | Floor Mounted | FLR | 50 | GAL | H-ET-NOB-FLR-50 |  | HETNOBFLR | 20
Expansion TankWithout BladderIn-Line20 | PF | Chiller Plant, Cooling Tower Plant, Hot Water Boiler Plant | Chilled, Condenser, Heating Water | Expansion Tank | ET | ET | H | Expansion Tank | ET | Without Bladder | NOB | In-Line | INL | 20 | GAL | H-ET-NOB-INL-20 |  | HETNOBINL | 20
Expansion TankWithout BladderIn-Line50 | PF | Chiller Plant, Cooling Tower Plant, Hot Water Boiler Plant | Chilled, Condenser, Heating Water | Expansion Tank | ET | ET | H | Expansion Tank | ET | Without Bladder | NOB | In-Line | INL | 50 | GAL | H-ET-NOB-INL-50 |  | HETNOBINL | 20
Fan Coil Unit - Refrig.Direct ExpansionCeiling Mounted1000 | REF | Refrigeration Equipment | Refrigeration | Fan Coil Unit | FCU | FCU | R | Fan Coil Unit - Refrig. | FCU | Direct Expansion | DX | Ceiling Mounted | CLG | 1000 | CFM | R-FCU-DX-CLG-1000 |  | RFCUDXCLG | 20
Fan Coil Unit - Refrig.Direct ExpansionCeiling Mounted1250 | REF | Refrigeration Equipment | Refrigeration | Fan Coil Unit | FCU | FCU | R | Fan Coil Unit - Refrig. | FCU | Direct Expansion | DX | Ceiling Mounted | CLG | 1250 | CFM | R-FCU-DX-CLG-1250 |  | RFCUDXCLG | 20
Fan Coil Unit - Refrig.Direct ExpansionCeiling Mounted1500 | REF | Refrigeration Equipment | Refrigeration | Fan Coil Unit | FCU | FCU | R | Fan Coil Unit - Refrig. | FCU | Direct Expansion | DX | Ceiling Mounted | CLG | 1500 | CFM | R-FCU-DX-CLG-1500 |  | RFCUDXCLG | 20
Fan Coil Unit - Refrig.Direct ExpansionCeiling Mounted1500 | REF | Refrigeration Equipment | Refrigeration | Fan Coil Unit | FCU | FCU | R | Fan Coil Unit - Refrig. | FCU | Direct Expansion | DX | Ceiling Mounted | CLG | 1500 | CFM | R-FCU-DX-CLG-1500 |  | RFCUDXCLG | 20
Fan Coil Unit - Refrig.Direct ExpansionCeiling Mounted200 | REF | Refrigeration Equipment | Refrigeration | Fan Coil Unit | FCU | FCU | R | Fan Coil Unit - Refrig. | FCU | Direct Expansion | DX | Ceiling Mounted | CLG | 200 | CFM | R-FCU-DX-CLG-200 |  | RFCUDXCLG | 20
Fan Coil Unit - Refrig.Direct ExpansionCeiling Mounted400 | REF | Refrigeration Equipment | Refrigeration | Fan Coil Unit | FCU | FCU | R | Fan Coil Unit - Refrig. | FCU | Direct Expansion | DX | Ceiling Mounted | CLG | 400 | CFM | R-FCU-DX-CLG-400 |  | RFCUDXCLG | 20
Fan Coil Unit - Refrig.Direct ExpansionCeiling Mounted600 | REF | Refrigeration Equipment | Refrigeration | Fan Coil Unit | FCU | FCU | R | Fan Coil Unit - Refrig. | FCU | Direct Expansion | DX | Ceiling Mounted | CLG | 600 | CFM | R-FCU-DX-CLG-600 |  | RFCUDXCLG | 20
Fan Coil Unit - Refrig.Direct ExpansionCeiling Mounted800 | REF | Refrigeration Equipment | Refrigeration | Fan Coil Unit | FCU | FCU | R | Fan Coil Unit - Refrig. | FCU | Direct Expansion | DX | Ceiling Mounted | CLG | 800 | CFM | R-FCU-DX-CLG-800 |  | RFCUDXCLG | 20
Fan Coil Unit - Refrig.Direct ExpansionWall Mounted1000 | REF | Refrigeration Equipment | Refrigeration | Fan Coil Unit | FCU | FCU | R | Fan Coil Unit - Refrig. | FCU | Direct Expansion | DX | Wall Mounted | WAL | 1000 | CFM | R-FCU-DX-WAL-1000 |  | RFCUDXCLG | 20
Fan Coil Unit - Refrig.Direct ExpansionWall Mounted1250 | REF | Refrigeration Equipment | Refrigeration | Fan Coil Unit | FCU | FCU | R | Fan Coil Unit - Refrig. | FCU | Direct Expansion | DX | Wall Mounted | WAL | 1250 | CFM | R-FCU-DX-WAL-1250 |  | RFCUDXCLG | 20
Fan Coil Unit - Refrig.Direct ExpansionWall Mounted1500 | REF | Refrigeration Equipment | Refrigeration | Fan Coil Unit | FCU | FCU | R | Fan Coil Unit - Refrig. | FCU | Direct Expansion | DX | Wall Mounted | WAL | 1500 | CFM | R-FCU-DX-WAL-1500 |  | RFCUDXCLG | 20
Fan Coil Unit - Refrig.Direct ExpansionWall Mounted200 | REF | Refrigeration Equipment | Refrigeration | Fan Coil Unit | FCU | FCU | R | Fan Coil Unit - Refrig. | FCU | Direct Expansion | DX | Wall Mounted | WAL | 200 | CFM | R-FCU-DX-WAL-200 |  | RFCUDXCLG | 20
Fan Coil Unit - Refrig.Direct ExpansionWall Mounted2000 | REF | Refrigeration Equipment | Refrigeration | Fan Coil Unit | FCU | FCU | R | Fan Coil Unit - Refrig. | FCU | Direct Expansion | DX | Wall Mounted | WAL | 2000 | CFM | R-FCU-DX-WAL-2000 |  | RFCUDXCLG | 20
Fan Coil Unit - Refrig.Direct ExpansionWall Mounted400 | REF | Refrigeration Equipment | Refrigeration | Fan Coil Unit | FCU | FCU | R | Fan Coil Unit - Refrig. | FCU | Direct Expansion | DX | Wall Mounted | WAL | 400 | CFM | R-FCU-DX-WAL-400 |  | RFCUDXCLG | 20
Fan Coil Unit - Refrig.Direct ExpansionWall Mounted600 | REF | Refrigeration Equipment | Refrigeration | Fan Coil Unit | FCU | FCU | R | Fan Coil Unit - Refrig. | FCU | Direct Expansion | DX | Wall Mounted | WAL | 600 | CFM | R-FCU-DX-WAL-600 |  | RFCUDXCLG | 20
Fan Coil Unit - Refrig.Direct ExpansionWall Mounted800 | REF | Refrigeration Equipment | Refrigeration | Fan Coil Unit | FCU | FCU | R | Fan Coil Unit - Refrig. | FCU | Direct Expansion | DX | Wall Mounted | WAL | 800 | CFM | R-FCU-DX-WAL-800 |  | RFCUDXCLG | 20
Fan Coil UnitDirect ExpansionCeiling Mounted1000 | SM | Air Handling System Terminal Equipment | Terminal Equipment | Fan Coil Unit | FCU | FCU | H | Fan Coil Unit | FCU | Direct Expansion | DX | Ceiling Mounted | CLG | 1000 | CFM | H-FCU-DX-CLG-1000 |  | HFCUDXCLG | 15
Fan Coil UnitDirect ExpansionCeiling Mounted2000 | SM | Air Handling System Terminal Equipment | Terminal Equipment | Fan Coil Unit | FCU | FCU | H | Fan Coil Unit | FCU | Direct Expansion | DX | Ceiling Mounted | CLG | 2000 | CFM | H-FCU-DX-CLG-2000 |  | HFCUDXCLG | 15
Fan Coil UnitDirect ExpansionFloor Mounted1000 | SM | Air Handling System Terminal Equipment | Terminal Equipment | Fan Coil Unit | FCU | FCU | H | Fan Coil Unit | FCU | Direct Expansion | DX | Floor Mounted | FLR | 1000 | CFM | H-FCU-DX-FLR-1000 |  | HFCUDXFLR | 15
Fan Coil UnitDirect ExpansionFloor Mounted2000 | SM | Air Handling System Terminal Equipment | Terminal Equipment | Fan Coil Unit | FCU | FCU | H | Fan Coil Unit | FCU | Direct Expansion | DX | Floor Mounted | FLR | 2000 | CFM | H-FCU-DX-FLR-2000 |  | HFCUDXFLR | 15
Fan Coil UnitHot WaterHorizontal1000 | SM | Air Handling System Terminal Equipment | Terminal Equipment | Fan Coil Unit | FCU | FCU | H | Fan Coil Unit | FCU | Hot Water | HW | Horizontal | HOR | 1000 | CFM | H-FCU-HW-HOR-1000 |  | HFCUHWHOR | 15
Fan Coil UnitHot WaterHorizontal2000 | SM | Air Handling System Terminal Equipment | Terminal Equipment | Fan Coil Unit | FCU | FCU | H | Fan Coil Unit | FCU | Hot Water | HW | Horizontal | HOR | 2000 | CFM | H-FCU-HW-HOR-2000 |  | HFCUHWHOR | 15
Fan Coil UnitHot WaterVertical1000 | SM | Air Handling System Terminal Equipment | Terminal Equipment | Fan Coil Unit | FCU | FCU | H | Fan Coil Unit | FCU | Hot Water | HW | Vertical | VER | 1000 | CFM | H-FCU-HW-VER-1000 |  | HFCUHWVER | 15
Fan Coil UnitHot WaterVertical2000 | SM | Air Handling System Terminal Equipment | Terminal Equipment | Fan Coil Unit | FCU | FCU | H | Fan Coil Unit | FCU | Hot Water | HW | Vertical | VER | 2000 | CFM | H-FCU-HW-VER-2000 |  | HFCUHWVER | 15
Fan Powered BoxElectricAll1000 | SM | SM Accessories | Terminal Equipment | Fan Powered Box | FPB | FPB | H | Fan Powered Box | FPB | Electric | ELE | All |  | 1000 | CFM | H-FPB-ELE--1000 |  | HFPB | 20
Fan Powered BoxElectricAll1200 | SM | SM Accessories | Terminal Equipment | Fan Powered Box | FPB | FPB | H | Fan Powered Box | FPB | Electric | ELE | All |  | 1200 | CFM | H-FPB-ELE--1200 |  | HFPB | 20
Fan Powered BoxElectricAll1500 | SM | SM Accessories | Terminal Equipment | Fan Powered Box | FPB | FPB | H | Fan Powered Box | FPB | Electric | ELE | All |  | 1500 | CFM | H-FPB-ELE--1500 |  | HFPB | 20
Fan Powered BoxElectricAll200 | SM | SM Accessories | Terminal Equipment | Fan Powered Box | FPB | FPB | H | Fan Powered Box | FPB | Electric | ELE | All |  | 200 | CFM | H-FPB-ELE--200 |  | HFPB | 20
Fan Powered BoxElectricAll2000 | SM | SM Accessories | Terminal Equipment | Fan Powered Box | FPB | FPB | H | Fan Powered Box | FPB | Electric | ELE | All |  | 2000 | CFM | H-FPB-ELE--2000 |  | HFPB | 20
Fan Powered BoxElectricAll2400 | SM | SM Accessories | Terminal Equipment | Fan Powered Box | FPB | FPB | H | Fan Powered Box | FPB | Electric | ELE | All |  | 2400 | CFM | H-FPB-ELE--2400 |  | HFPB | 20
Fan Powered BoxElectricAll400 | SM | SM Accessories | Terminal Equipment | Fan Powered Box | FPB | FPB | H | Fan Powered Box | FPB | Electric | ELE | All |  | 400 | CFM | H-FPB-ELE--400 |  | HFPB | 20
Fan Powered BoxElectricAll600 | SM | SM Accessories | Terminal Equipment | Fan Powered Box | FPB | FPB | H | Fan Powered Box | FPB | Electric | ELE | All |  | 600 | CFM | H-FPB-ELE--600 |  | HFPB | 20
Fan Powered BoxElectricAll800 | SM | SM Accessories | Terminal Equipment | Fan Powered Box | FPB | FPB | H | Fan Powered Box | FPB | Electric | ELE | All |  | 800 | CFM | H-FPB-ELE--800 |  | HFPB | 20
Fan Powered BoxHot WaterAll1000 | SM | SM Accessories | Terminal Equipment | Fan Powered Box | FPB | FPB | H | Fan Powered Box | FPB | Hot Water | HW | All |  | 1000 | CFM | H-FPB-HW--1000 |  | HFPB | 20
Fan Powered BoxHot WaterAll1200 | SM | SM Accessories | Terminal Equipment | Fan Powered Box | FPB | FPB | H | Fan Powered Box | FPB | Hot Water | HW | All |  | 1200 | CFM | H-FPB-HW--1200 |  | HFPB | 20
Fan Powered BoxHot WaterAll1500 | SM | SM Accessories | Terminal Equipment | Fan Powered Box | FPB | FPB | H | Fan Powered Box | FPB | Hot Water | HW | All |  | 1500 | CFM | H-FPB-HW--1500 |  | HFPB | 20
Fan Powered BoxHot WaterAll200 | SM | SM Accessories | Terminal Equipment | Fan Powered Box | FPB | FPB | H | Fan Powered Box | FPB | Hot Water | HW | All |  | 200 | CFM | H-FPB-HW--200 |  | HFPB | 20
Fan Powered BoxHot WaterAll2000 | SM | SM Accessories | Terminal Equipment | Fan Powered Box | FPB | FPB | H | Fan Powered Box | FPB | Hot Water | HW | All |  | 2000 | CFM | H-FPB-HW--2000 |  | HFPB | 20
Fan Powered BoxHot WaterAll2400 | SM | SM Accessories | Terminal Equipment | Fan Powered Box | FPB | FPB | H | Fan Powered Box | FPB | Hot Water | HW | All |  | 2400 | CFM | H-FPB-HW--2400 |  | HFPB | 20
Fan Powered BoxHot WaterAll400 | SM | SM Accessories | Terminal Equipment | Fan Powered Box | FPB | FPB | H | Fan Powered Box | FPB | Hot Water | HW | All |  | 400 | CFM | H-FPB-HW--400 |  | HFPB | 20
Fan Powered BoxHot WaterAll600 | SM | SM Accessories | Terminal Equipment | Fan Powered Box | FPB | FPB | H | Fan Powered Box | FPB | Hot Water | HW | All |  | 600 | CFM | H-FPB-HW--600 |  | HFPB | 20
Fan Powered BoxHot WaterAll800 | SM | SM Accessories | Terminal Equipment | Fan Powered Box | FPB | FPB | H | Fan Powered Box | FPB | Hot Water | HW | All |  | 800 | CFM | H-FPB-HW--800 |  | HFPB | 20
FanDestratificationPropeller1000 | SM | SM Equipment | Fans | Destratification Fan | DSTF | DSTF | H | Fan | FAN | Destratification | DSTR | Propeller | PRP | 1000 | CFM | H-FAN-DSTR-PRP-1000 |  | HFANDSTF | 15
FanDestratificationPropeller2000 | SM | SM Equipment | Fans | Destratification Fan | DSTF | DSTF | H | Fan | FAN | Destratification | DSTR | Propeller | PRP | 2000 | CFM | H-FAN-DSTR-PRP-2000 |  | HFANDSTF | 15
FanDestratificationPropeller500 | SM | SM Equipment | Fans | Destratification Fan | DSTF | DSTF | H | Fan | FAN | Destratification | DSTR | Propeller | PRP | 500 | CFM | H-FAN-DSTR-PRP-500 |  | HFANDSTF | 15
FanDestratificationPropeller5000 | SM | SM Equipment | Fans | Destratification Fan | DSTF | DSTF | H | Fan | FAN | Destratification | DSTR | Propeller | PRP | 5000 | CFM | H-FAN-DSTR-PRP-5000 |  | HFANDSTF | 15
FanDust CollectorAll15 | SM | General Exhaust Fan | Fans | Fans | GEF | GEF | H | Fan | FAN | Dust Collector | DCL | All |  | 15 | HP | H-FAN-DCL--15 |  | HFANDCL | 15
FanDust CollectorAll5 | SM | General Exhaust Fan | Fans | Fans | GEF | GEF | H | Fan | FAN | Dust Collector | DCL | All |  | 5 | HP | H-FAN-DCL--5 |  | HFANDCL | 15
FanGeneral ExhaustAxial1000 | SM | SM Equipment | Fans | General Exhaust Fan | GEF | GEF | H | Fan | FAN | General Exhaust | GEX | Axial | AXL | 1000 | CFM | H-FAN-GEX-AXL-1000 |  | HFANGEF | 20
FanGeneral ExhaustAxial10000 | SM | SM Equipment | Fans | General Exhaust Fan | GEF | GEF | H | Fan | FAN | General Exhaust | GEX | Axial | AXL | 10000 | CFM | H-FAN-GEX-AXL-10000 |  | HFANGEF | 20
FanGeneral ExhaustAxial15000 | SM | SM Equipment | Fans | General Exhaust Fan | GEF | GEF | H | Fan | FAN | General Exhaust | GEX | Axial | AXL | 15000 | CFM | H-FAN-GEX-AXL-15000 |  | HFANGEF | 20
FanGeneral ExhaustAxial2000 | SM | SM Equipment | Fans | General Exhaust Fan | GEF | GEF | H | Fan | FAN | General Exhaust | GEX | Axial | AXL | 2000 | CFM | H-FAN-GEX-AXL-2000 |  | HFANGEF | 20
FanGeneral ExhaustAxial20000 | SM | SM Equipment | Fans | General Exhaust Fan | GEF | GEF | H | Fan | FAN | General Exhaust | GEX | Axial | AXL | 20000 | CFM | H-FAN-GEX-AXL-20000 |  | HFANGEF | 20
FanGeneral ExhaustAxial25000 | SM | SM Equipment | Fans | General Exhaust Fan | GEF | GEF | H | Fan | FAN | General Exhaust | GEX | Axial | AXL | 25000 | CFM | H-FAN-GEX-AXL-25000 |  | HFANGEF | 20
FanGeneral ExhaustAxial500 | SM | SM Equipment | Fans | General Exhaust Fan | GEF | GEF | H | Fan | FAN | General Exhaust | GEX | Axial | AXL | 500 | CFM | H-FAN-GEX-AXL-500 |  | HFANGEF | 20
FanGeneral ExhaustAxial5000 | SM | SM Equipment | Fans | General Exhaust Fan | GEF | GEF | H | Fan | FAN | General Exhaust | GEX | Axial | AXL | 5000 | CFM | H-FAN-GEX-AXL-5000 |  | HFANGEF | 20
FanGeneral ExhaustAxial7500 | SM | SM Equipment | Fans | General Exhaust Fan | GEF | GEF | H | Fan | FAN | General Exhaust | GEX | Axial | AXL | 7500 | CFM | H-FAN-GEX-AXL-7500 |  | HFANGEF | 20
FanGeneral ExhaustCeiling Mounted100 | SM | SM Equipment | Fans | General Exhaust Fan | GEF | GEF | H | Fan | FAN | General Exhaust | GEX | Ceiling Mounted | CLG | 100 | CFM | H-FAN-GEX-CLG-100 |  | HFANGEF | 15
FanGeneral ExhaustCeiling Mounted1000 | SM | SM Equipment | Fans | General Exhaust Fan | GEF | GEF | H | Fan | FAN | General Exhaust | GEX | Ceiling Mounted | CLG | 1000 | CFM | H-FAN-GEX-CLG-1000 |  | HFANGEF | 15
FanGeneral ExhaustCeiling Mounted2000 | SM | SM Equipment | Fans | General Exhaust Fan | GEF | GEF | H | Fan | FAN | General Exhaust | GEX | Ceiling Mounted | CLG | 2000 | CFM | H-FAN-GEX-CLG-2000 |  | HFANGEF | 15
FanGeneral ExhaustCeiling Mounted250 | SM | SM Equipment | Fans | General Exhaust Fan | GEF | GEF | H | Fan | FAN | General Exhaust | GEX | Ceiling Mounted | CLG | 250 | CFM | H-FAN-GEX-CLG-250 |  | HFANGEF | 15
FanGeneral ExhaustCeiling Mounted500 | SM | SM Equipment | Fans | General Exhaust Fan | GEF | GEF | H | Fan | FAN | General Exhaust | GEX | Ceiling Mounted | CLG | 500 | CFM | H-FAN-GEX-CLG-500 |  | HFANGEF | 15
FanGeneral ExhaustCeiling Mounted750 | SM | SM Equipment | Fans | General Exhaust Fan | GEF | GEF | H | Fan | FAN | General Exhaust | GEX | Ceiling Mounted | CLG | 750 | CFM | H-FAN-GEX-CLG-750 |  | HFANGEF | 15
FanGeneral ExhaustCentrifugal1000 | SM | SM Equipment | Fans | General Exhaust Fan | GEF | GEF | H | Fan | FAN | General Exhaust | GEX | Centrifugal | CEN | 1000 | CFM | H-FAN-GEX-CEN-1000 |  | HFANGEF | 25
FanGeneral ExhaustCentrifugal10000 | SM | SM Equipment | Fans | General Exhaust Fan | GEF | GEF | H | Fan | FAN | General Exhaust | GEX | Centrifugal | CEN | 10000 | CFM | H-FAN-GEX-CEN-10000 |  | HFANGEF | 25
FanGeneral ExhaustCentrifugal100000 | SM | SM Equipment | Fans | General Exhaust Fan | GEF | GEF | H | Fan | FAN | General Exhaust | GEX | Centrifugal | CEN | 100000 | CFM | H-FAN-GEX-CEN-100000 |  | HFANGEF | 25
FanGeneral ExhaustCentrifugal120000 | SM | SM Equipment | Fans | General Exhaust Fan | GEF | GEF | H | Fan | FAN | General Exhaust | GEX | Centrifugal | CEN | 120000 | CFM | H-FAN-GEX-CEN-120000 |  | HFANGEF | 25
FanGeneral ExhaustCentrifugal15000 | SM | SM Equipment | Fans | General Exhaust Fan | GEF | GEF | H | Fan | FAN | General Exhaust | GEX | Centrifugal | CEN | 15000 | CFM | H-FAN-GEX-CEN-15000 |  | HFANGEF | 25
FanGeneral ExhaustCentrifugal2000 | SM | SM Equipment | Fans | General Exhaust Fan | GEF | GEF | H | Fan | FAN | General Exhaust | GEX | Centrifugal | CEN | 2000 | CFM | H-FAN-GEX-CEN-2000 |  | HFANGEF | 25
FanGeneral ExhaustCentrifugal20000 | SM | SM Equipment | Fans | General Exhaust Fan | GEF | GEF | H | Fan | FAN | General Exhaust | GEX | Centrifugal | CEN | 20000 | CFM | H-FAN-GEX-CEN-20000 |  | HFANGEF | 25
FanGeneral ExhaustCentrifugal25000 | SM | SM Equipment | Fans | General Exhaust Fan | GEF | GEF | H | Fan | FAN | General Exhaust | GEX | Centrifugal | CEN | 25000 | CFM | H-FAN-GEX-CEN-25000 |  | HFANGEF | 25
FanGeneral ExhaustCentrifugal30000 | SM | SM Equipment | Fans | General Exhaust Fan | GEF | GEF | H | Fan | FAN | General Exhaust | GEX | Centrifugal | CEN | 30000 | CFM | H-FAN-GEX-CEN-30000 |  | HFANGEF | 25
FanGeneral ExhaustCentrifugal40000 | SM | SM Equipment | Fans | General Exhaust Fan | GEF | GEF | H | Fan | FAN | General Exhaust | GEX | Centrifugal | CEN | 40000 | CFM | H-FAN-GEX-CEN-40000 |  | HFANGEF | 25
FanGeneral ExhaustCentrifugal5000 | SM | SM Equipment | Fans | General Exhaust Fan | GEF | GEF | H | Fan | FAN | General Exhaust | GEX | Centrifugal | CEN | 5000 | CFM | H-FAN-GEX-CEN-5000 |  | HFANGEF | 25
FanGeneral ExhaustCentrifugal50000 | SM | SM Equipment | Fans | General Exhaust Fan | GEF | GEF | H | Fan | FAN | General Exhaust | GEX | Centrifugal | CEN | 50000 | CFM | H-FAN-GEX-CEN-50000 |  | HFANGEF | 25
FanGeneral ExhaustCentrifugal60000 | SM | SM Equipment | Fans | General Exhaust Fan | GEF | GEF | H | Fan | FAN | General Exhaust | GEX | Centrifugal | CEN | 60000 | CFM | H-FAN-GEX-CEN-60000 |  | HFANGEF | 25
FanGeneral ExhaustCentrifugal70000 | SM | SM Equipment | Fans | General Exhaust Fan | GEF | GEF | H | Fan | FAN | General Exhaust | GEX | Centrifugal | CEN | 70000 | CFM | H-FAN-GEX-CEN-70000 |  | HFANGEF | 25
FanGeneral ExhaustCentrifugal7500 | SM | SM Equipment | Fans | General Exhaust Fan | GEF | GEF | H | Fan | FAN | General Exhaust | GEX | Centrifugal | CEN | 7500 | CFM | H-FAN-GEX-CEN-7500 |  | HFANGEF | 25
FanGeneral ExhaustCentrifugal80000 | SM | SM Equipment | Fans | General Exhaust Fan | GEF | GEF | H | Fan | FAN | General Exhaust | GEX | Centrifugal | CEN | 80000 | CFM | H-FAN-GEX-CEN-80000 |  | HFANGEF | 25
FanGeneral ExhaustUpblast100 | SM | SM Equipment | Fans | General Exhaust Fan | GEF | GEF | H | Fan | FAN | General Exhaust | GEX | Upblast | UPB | 100 | CFM | H-FAN-GEX-UPB-100 |  | HFANGEF | 20
FanGeneral ExhaustUpblast1000 | SM | SM Equipment | Fans | General Exhaust Fan | GEF | GEF | H | Fan | FAN | General Exhaust | GEX | Upblast | UPB | 1000 | CFM | H-FAN-GEX-UPB-1000 |  | HFANGEF | 20
FanGeneral ExhaustUpblast10000 | SM | SM Equipment | Fans | General Exhaust Fan | GEF | GEF | H | Fan | FAN | General Exhaust | GEX | Upblast | UPB | 10000 | CFM | H-FAN-GEX-UPB-10000 |  | HFANGEF | 20
FanGeneral ExhaustUpblast1500 | SM | SM Equipment | Fans | General Exhaust Fan | GEF | GEF | H | Fan | FAN | General Exhaust | GEX | Upblast | UPB | 1500 | CFM | H-FAN-GEX-UPB-1500 |  | HFANGEF | 20
FanGeneral ExhaustUpblast15000 | SM | SM Equipment | Fans | General Exhaust Fan | GEF | GEF | H | Fan | FAN | General Exhaust | GEX | Upblast | UPB | 15000 | CFM | H-FAN-GEX-UPB-15000 |  | HFANGEF | 20
FanGeneral ExhaustUpblast2000 | SM | SM Equipment | Fans | General Exhaust Fan | GEF | GEF | H | Fan | FAN | General Exhaust | GEX | Upblast | UPB | 2000 | CFM | H-FAN-GEX-UPB-2000 |  | HFANGEF | 20
FanGeneral ExhaustUpblast20000 | SM | SM Equipment | Fans | General Exhaust Fan | GEF | GEF | H | Fan | FAN | General Exhaust | GEX | Upblast | UPB | 20000 | CFM | H-FAN-GEX-UPB-20000 |  | HFANGEF | 20
FanGeneral ExhaustUpblast250 | SM | SM Equipment | Fans | General Exhaust Fan | GEF | GEF | H | Fan | FAN | General Exhaust | GEX | Upblast | UPB | 250 | CFM | H-FAN-GEX-UPB-250 |  | HFANGEF | 20
FanGeneral ExhaustUpblast2500 | SM | SM Equipment | Fans | General Exhaust Fan | GEF | GEF | H | Fan | FAN | General Exhaust | GEX | Upblast | UPB | 2500 | CFM | H-FAN-GEX-UPB-2500 |  | HFANGEF | 20
FanGeneral ExhaustUpblast3000 | SM | SM Equipment | Fans | General Exhaust Fan | GEF | GEF | H | Fan | FAN | General Exhaust | GEX | Upblast | UPB | 3000 | CFM | H-FAN-GEX-UPB-3000 |  | HFANGEF | 20
FanGeneral ExhaustUpblast30000 | SM | SM Equipment | Fans | General Exhaust Fan | GEF | GEF | H | Fan | FAN | General Exhaust | GEX | Upblast | UPB | 30000 | CFM | H-FAN-GEX-UPB-30000 |  | HFANGEF | 20
FanGeneral ExhaustUpblast4000 | SM | SM Equipment | Fans | General Exhaust Fan | GEF | GEF | H | Fan | FAN | General Exhaust | GEX | Upblast | UPB | 4000 | CFM | H-FAN-GEX-UPB-4000 |  | HFANGEF | 20
FanGeneral ExhaustUpblast40000 | SM | SM Equipment | Fans | General Exhaust Fan | GEF | GEF | H | Fan | FAN | General Exhaust | GEX | Upblast | UPB | 40000 | CFM | H-FAN-GEX-UPB-40000 |  | HFANGEF | 20
FanGeneral ExhaustUpblast500 | SM | SM Equipment | Fans | General Exhaust Fan | GEF | GEF | H | Fan | FAN | General Exhaust | GEX | Upblast | UPB | 500 | CFM | H-FAN-GEX-UPB-500 |  | HFANGEF | 20
FanGeneral ExhaustUpblast5000 | SM | SM Equipment | Fans | General Exhaust Fan | GEF | GEF | H | Fan | FAN | General Exhaust | GEX | Upblast | UPB | 5000 | CFM | H-FAN-GEX-UPB-5000 |  | HFANGEF | 20
FanGeneral ExhaustUpblast50000 | SM | SM Equipment | Fans | General Exhaust Fan | GEF | GEF | H | Fan | FAN | General Exhaust | GEX | Upblast | UPB | 50000 | CFM | H-FAN-GEX-UPB-50000 |  | HFANGEF | 20
FanGeneral ExhaustUpblast6000 | SM | SM Equipment | Fans | General Exhaust Fan | GEF | GEF | H | Fan | FAN | General Exhaust | GEX | Upblast | UPB | 6000 | CFM | H-FAN-GEX-UPB-6000 |  | HFANGEF | 20
FanGeneral ExhaustUpblast750 | SM | SM Equipment | Fans | General Exhaust Fan | GEF | GEF | H | Fan | FAN | General Exhaust | GEX | Upblast | UPB | 750 | CFM | H-FAN-GEX-UPB-750 |  | HFANGEF | 20
FanGeneral ExhaustUpblast7500 | SM | SM Equipment | Fans | General Exhaust Fan | GEF | GEF | H | Fan | FAN | General Exhaust | GEX | Upblast | UPB | 7500 | CFM | H-FAN-GEX-UPB-7500 |  | HFANGEF | 20
FanGeneral ExhaustUtility Set1000 | SM | SM Equipment | Fans | General Exhaust Fan | GEF | GEF | H | Fan | FAN | General Exhaust | GEX | Utility Set | UTY | 1000 | CFM | H-FAN-GEX-UTY-1000 |  | HFANGEF | 20
FanGeneral ExhaustUtility Set10000 | SM | SM Equipment | Fans | General Exhaust Fan | GEF | GEF | H | Fan | FAN | General Exhaust | GEX | Utility Set | UTY | 10000 | CFM | H-FAN-GEX-UTY-10000 |  | HFANGEF | 20
FanGeneral ExhaustUtility Set1500 | SM | SM Equipment | Fans | General Exhaust Fan | GEF | GEF | H | Fan | FAN | General Exhaust | GEX | Utility Set | UTY | 1500 | CFM | H-FAN-GEX-UTY-1500 |  | HFANGEF | 20
FanGeneral ExhaustUtility Set15000 | SM | SM Equipment | Fans | General Exhaust Fan | GEF | GEF | H | Fan | FAN | General Exhaust | GEX | Utility Set | UTY | 15000 | CFM | H-FAN-GEX-UTY-15000 |  | HFANGEF | 20
FanGeneral ExhaustUtility Set2000 | SM | SM Equipment | Fans | General Exhaust Fan | GEF | GEF | H | Fan | FAN | General Exhaust | GEX | Utility Set | UTY | 2000 | CFM | H-FAN-GEX-UTY-2000 |  | HFANGEF | 20
FanGeneral ExhaustUtility Set20000 | SM | SM Equipment | Fans | General Exhaust Fan | GEF | GEF | H | Fan | FAN | General Exhaust | GEX | Utility Set | UTY | 20000 | CFM | H-FAN-GEX-UTY-20000 |  | HFANGEF | 20
FanGeneral ExhaustUtility Set2500 | SM | SM Equipment | Fans | General Exhaust Fan | GEF | GEF | H | Fan | FAN | General Exhaust | GEX | Utility Set | UTY | 2500 | CFM | H-FAN-GEX-UTY-2500 |  | HFANGEF | 20
FanGeneral ExhaustUtility Set25000 | SM | SM Equipment | Fans | General Exhaust Fan | GEF | GEF | H | Fan | FAN | General Exhaust | GEX | Utility Set | UTY | 25000 | CFM | H-FAN-GEX-UTY-25000 |  | HFANGEF | 20
FanGeneral ExhaustUtility Set3000 | SM | SM Equipment | Fans | General Exhaust Fan | GEF | GEF | H | Fan | FAN | General Exhaust | GEX | Utility Set | UTY | 3000 | CFM | H-FAN-GEX-UTY-3000 |  | HFANGEF | 20
FanGeneral ExhaustUtility Set30000 | SM | SM Equipment | Fans | General Exhaust Fan | GEF | GEF | H | Fan | FAN | General Exhaust | GEX | Utility Set | UTY | 30000 | CFM | H-FAN-GEX-UTY-30000 |  | HFANGEF | 20
FanGeneral ExhaustUtility Set4000 | SM | SM Equipment | Fans | General Exhaust Fan | GEF | GEF | H | Fan | FAN | General Exhaust | GEX | Utility Set | UTY | 4000 | CFM | H-FAN-GEX-UTY-4000 |  | HFANGEF | 20
FanGeneral ExhaustUtility Set500 | SM | SM Equipment | Fans | General Exhaust Fan | GEF | GEF | H | Fan | FAN | General Exhaust | GEX | Utility Set | UTY | 500 | CFM | H-FAN-GEX-UTY-500 |  | HFANGEF | 20
FanGeneral ExhaustUtility Set5000 | SM | SM Equipment | Fans | General Exhaust Fan | GEF | GEF | H | Fan | FAN | General Exhaust | GEX | Utility Set | UTY | 5000 | CFM | H-FAN-GEX-UTY-5000 |  | HFANGEF | 20
FanGeneral ExhaustUtility Set6000 | SM | SM Equipment | Fans | General Exhaust Fan | GEF | GEF | H | Fan | FAN | General Exhaust | GEX | Utility Set | UTY | 6000 | CFM | H-FAN-GEX-UTY-6000 |  | HFANGEF | 20
FanGeneral ExhaustUtility Set750 | SM | SM Equipment | Fans | General Exhaust Fan | GEF | GEF | H | Fan | FAN | General Exhaust | GEX | Utility Set | UTY | 750 | CFM | H-FAN-GEX-UTY-750 |  | HFANGEF | 20
FanGeneral ExhaustUtility Set7500 | SM | SM Equipment | Fans | General Exhaust Fan | GEF | GEF | H | Fan | FAN | General Exhaust | GEX | Utility Set | UTY | 7500 | CFM | H-FAN-GEX-UTY-7500 |  | HFANGEF | 20
FanGeneral ExhaustVane Axial1000 | SM | SM Equipment | Fans | General Exhaust Fan | GEF | GEF | H | Fan | FAN | General Exhaust | GEX | Vane Axial | VAX | 1000 | CFM | H-FAN-GEX-VAX-1000 |  | HFANGEF | 20
FanGeneral ExhaustVane Axial10000 | SM | SM Equipment | Fans | General Exhaust Fan | GEF | GEF | H | Fan | FAN | General Exhaust | GEX | Vane Axial | VAX | 10000 | CFM | H-FAN-GEX-VAX-10000 |  | HFANGEF | 20
FanGeneral ExhaustVane Axial100000 | SM | SM Equipment | Fans | General Exhaust Fan | GEF | GEF | H | Fan | FAN | General Exhaust | GEX | Vane Axial | VAX | 100000 | CFM | H-FAN-GEX-VAX-100000 |  | HFANGEF | 20
FanGeneral ExhaustVane Axial120000 | SM | SM Equipment | Fans | General Exhaust Fan | GEF | GEF | H | Fan | FAN | General Exhaust | GEX | Vane Axial | VAX | 120000 | CFM | H-FAN-GEX-VAX-120000 |  | HFANGEF | 20
FanGeneral ExhaustVane Axial15000 | SM | SM Equipment | Fans | General Exhaust Fan | GEF | GEF | H | Fan | FAN | General Exhaust | GEX | Vane Axial | VAX | 15000 | CFM | H-FAN-GEX-VAX-15000 |  | HFANGEF | 20
FanGeneral ExhaustVane Axial2000 | SM | SM Equipment | Fans | General Exhaust Fan | GEF | GEF | H | Fan | FAN | General Exhaust | GEX | Vane Axial | VAX | 2000 | CFM | H-FAN-GEX-VAX-2000 |  | HFANGEF | 20
FanGeneral ExhaustVane Axial20000 | SM | SM Equipment | Fans | General Exhaust Fan | GEF | GEF | H | Fan | FAN | General Exhaust | GEX | Vane Axial | VAX | 20000 | CFM | H-FAN-GEX-VAX-20000 |  | HFANGEF | 20
FanGeneral ExhaustVane Axial25000 | SM | SM Equipment | Fans | General Exhaust Fan | GEF | GEF | H | Fan | FAN | General Exhaust | GEX | Vane Axial | VAX | 25000 | CFM | H-FAN-GEX-VAX-25000 |  | HFANGEF | 20
FanGeneral ExhaustVane Axial30000 | SM | SM Equipment | Fans | General Exhaust Fan | GEF | GEF | H | Fan | FAN | General Exhaust | GEX | Vane Axial | VAX | 30000 | CFM | H-FAN-GEX-VAX-30000 |  | HFANGEF | 20
FanGeneral ExhaustVane Axial40000 | SM | SM Equipment | Fans | General Exhaust Fan | GEF | GEF | H | Fan | FAN | General Exhaust | GEX | Vane Axial | VAX | 40000 | CFM | H-FAN-GEX-VAX-40000 |  | HFANGEF | 20
FanGeneral ExhaustVane Axial5000 | SM | SM Equipment | Fans | General Exhaust Fan | GEF | GEF | H | Fan | FAN | General Exhaust | GEX | Vane Axial | VAX | 5000 | CFM | H-FAN-GEX-VAX-5000 |  | HFANGEF | 20
FanGeneral ExhaustVane Axial50000 | SM | SM Equipment | Fans | General Exhaust Fan | GEF | GEF | H | Fan | FAN | General Exhaust | GEX | Vane Axial | VAX | 50000 | CFM | H-FAN-GEX-VAX-50000 |  | HFANGEF | 20
FanGeneral ExhaustVane Axial60000 | SM | SM Equipment | Fans | General Exhaust Fan | GEF | GEF | H | Fan | FAN | General Exhaust | GEX | Vane Axial | VAX | 60000 | CFM | H-FAN-GEX-VAX-60000 |  | HFANGEF | 20
FanGeneral ExhaustVane Axial70000 | SM | SM Equipment | Fans | General Exhaust Fan | GEF | GEF | H | Fan | FAN | General Exhaust | GEX | Vane Axial | VAX | 70000 | CFM | H-FAN-GEX-VAX-70000 |  | HFANGEF | 20
FanGeneral ExhaustVane Axial7500 | SM | SM Equipment | Fans | General Exhaust Fan | GEF | GEF | H | Fan | FAN | General Exhaust | GEX | Vane Axial | VAX | 7500 | CFM | H-FAN-GEX-VAX-7500 |  | HFANGEF | 20
FanGeneral ExhaustVane Axial80000 | SM | SM Equipment | Fans | General Exhaust Fan | GEF | GEF | H | Fan | FAN | General Exhaust | GEX | Vane Axial | VAX | 80000 | CFM | H-FAN-GEX-VAX-80000 |  | HFANGEF | 20
FanGrease ExhaustUpblast1000 | SM | SM Equipment | Fans | Grease Exhaust Fan | GREF | KEF | H | Fan | FAN | Grease Exhaust | GREX | Upblast | UPB | 1000 | CFM | H-FAN-GREX-UPB-1000 |  | HFANKEF | 20
FanGrease ExhaustUpblast10000 | SM | SM Equipment | Fans | Grease Exhaust Fan | GREF | KEF | H | Fan | FAN | Grease Exhaust | GREX | Upblast | UPB | 10000 | CFM | H-FAN-GREX-UPB-10000 |  | HFANKEF | 20
FanGrease ExhaustUpblast1500 | SM | SM Equipment | Fans | Grease Exhaust Fan | GREF | KEF | H | Fan | FAN | Grease Exhaust | GREX | Upblast | UPB | 1500 | CFM | H-FAN-GREX-UPB-1500 |  | HFANKEF | 20
FanGrease ExhaustUpblast15000 | SM | SM Equipment | Fans | Grease Exhaust Fan | GREF | KEF | H | Fan | FAN | Grease Exhaust | GREX | Upblast | UPB | 15000 | CFM | H-FAN-GREX-UPB-15000 |  | HFANKEF | 20
FanGrease ExhaustUpblast2000 | SM | SM Equipment | Fans | Grease Exhaust Fan | GREF | KEF | H | Fan | FAN | Grease Exhaust | GREX | Upblast | UPB | 2000 | CFM | H-FAN-GREX-UPB-2000 |  | HFANKEF | 20
FanGrease ExhaustUpblast20000 | SM | SM Equipment | Fans | Grease Exhaust Fan | GREF | KEF | H | Fan | FAN | Grease Exhaust | GREX | Upblast | UPB | 20000 | CFM | H-FAN-GREX-UPB-20000 |  | HFANKEF | 20
FanGrease ExhaustUpblast250 | SM | SM Equipment | Fans | Grease Exhaust Fan | GREF | KEF | H | Fan | FAN | Grease Exhaust | GREX | Upblast | UPB | 250 | CFM | H-FAN-GREX-UPB-250 |  | HFANKEF | 20
FanGrease ExhaustUpblast2500 | SM | SM Equipment | Fans | Grease Exhaust Fan | GREF | KEF | H | Fan | FAN | Grease Exhaust | GREX | Upblast | UPB | 2500 | CFM | H-FAN-GREX-UPB-2500 |  | HFANKEF | 20
FanGrease ExhaustUpblast25000 | SM | SM Equipment | Fans | Grease Exhaust Fan | GREF | KEF | H | Fan | FAN | Grease Exhaust | GREX | Upblast | UPB | 25000 | CFM | H-FAN-GREX-UPB-25000 |  | HFANKEF | 20
FanGrease ExhaustUpblast3000 | SM | SM Equipment | Fans | Grease Exhaust Fan | GREF | KEF | H | Fan | FAN | Grease Exhaust | GREX | Upblast | UPB | 3000 | CFM | H-FAN-GREX-UPB-3000 |  | HFANKEF | 20
FanGrease ExhaustUpblast4000 | SM | SM Equipment | Fans | Grease Exhaust Fan | GREF | KEF | H | Fan | FAN | Grease Exhaust | GREX | Upblast | UPB | 4000 | CFM | H-FAN-GREX-UPB-4000 |  | HFANKEF | 20
FanGrease ExhaustUpblast500 | SM | SM Equipment | Fans | Grease Exhaust Fan | GREF | KEF | H | Fan | FAN | Grease Exhaust | GREX | Upblast | UPB | 500 | CFM | H-FAN-GREX-UPB-500 |  | HFANKEF | 20
FanGrease ExhaustUpblast5000 | SM | SM Equipment | Fans | Grease Exhaust Fan | GREF | KEF | H | Fan | FAN | Grease Exhaust | GREX | Upblast | UPB | 5000 | CFM | H-FAN-GREX-UPB-5000 |  | HFANKEF | 20
FanGrease ExhaustUpblast6000 | SM | SM Equipment | Fans | Grease Exhaust Fan | GREF | KEF | H | Fan | FAN | Grease Exhaust | GREX | Upblast | UPB | 6000 | CFM | H-FAN-GREX-UPB-6000 |  | HFANKEF | 20
FanGrease ExhaustUpblast750 | SM | SM Equipment | Fans | Grease Exhaust Fan | GREF | KEF | H | Fan | FAN | Grease Exhaust | GREX | Upblast | UPB | 750 | CFM | H-FAN-GREX-UPB-750 |  | HFANKEF | 20
FanGrease ExhaustUpblast7500 | SM | SM Equipment | Fans | Grease Exhaust Fan | GREF | KEF | H | Fan | FAN | Grease Exhaust | GREX | Upblast | UPB | 7500 | CFM | H-FAN-GREX-UPB-7500 |  | HFANKEF | 20
FanGrease ExhaustUtility Set1000 | SM | SM Equipment | Fans | Grease Exhaust Fan | GREF | KEF | H | Fan | FAN | Grease Exhaust | GREX | Utility Set | UTY | 1000 | CFM | H-FAN-GREX-UTY-1000 |  | HFANKEF | 20
FanGrease ExhaustUtility Set10000 | SM | SM Equipment | Fans | Grease Exhaust Fan | GREF | KEF | H | Fan | FAN | Grease Exhaust | GREX | Utility Set | UTY | 10000 | CFM | H-FAN-GREX-UTY-10000 |  | HFANKEF | 20
FanGrease ExhaustUtility Set1500 | SM | SM Equipment | Fans | Grease Exhaust Fan | GREF | KEF | H | Fan | FAN | Grease Exhaust | GREX | Utility Set | UTY | 1500 | CFM | H-FAN-GREX-UTY-1500 |  | HFANKEF | 20
FanGrease ExhaustUtility Set15000 | SM | SM Equipment | Fans | Grease Exhaust Fan | GREF | KEF | H | Fan | FAN | Grease Exhaust | GREX | Utility Set | UTY | 15000 | CFM | H-FAN-GREX-UTY-15000 |  | HFANKEF | 20
FanGrease ExhaustUtility Set2000 | SM | SM Equipment | Fans | Grease Exhaust Fan | GREF | KEF | H | Fan | FAN | Grease Exhaust | GREX | Utility Set | UTY | 2000 | CFM | H-FAN-GREX-UTY-2000 |  | HFANKEF | 20
FanGrease ExhaustUtility Set20000 | SM | SM Equipment | Fans | Grease Exhaust Fan | GREF | KEF | H | Fan | FAN | Grease Exhaust | GREX | Utility Set | UTY | 20000 | CFM | H-FAN-GREX-UTY-20000 |  | HFANKEF | 20
FanGrease ExhaustUtility Set250 | SM | SM Equipment | Fans | Grease Exhaust Fan | GREF | KEF | H | Fan | FAN | Grease Exhaust | GREX | Utility Set | UTY | 250 | CFM | H-FAN-GREX-UTY-250 |  | HFANKEF | 20
FanGrease ExhaustUtility Set2500 | SM | SM Equipment | Fans | Grease Exhaust Fan | GREF | KEF | H | Fan | FAN | Grease Exhaust | GREX | Utility Set | UTY | 2500 | CFM | H-FAN-GREX-UTY-2500 |  | HFANKEF | 20
FanGrease ExhaustUtility Set25000 | SM | SM Equipment | Fans | Grease Exhaust Fan | GREF | KEF | H | Fan | FAN | Grease Exhaust | GREX | Utility Set | UTY | 25000 | CFM | H-FAN-GREX-UTY-25000 |  | HFANKEF | 20
FanGrease ExhaustUtility Set3000 | SM | SM Equipment | Fans | Grease Exhaust Fan | GREF | KEF | H | Fan | FAN | Grease Exhaust | GREX | Utility Set | UTY | 3000 | CFM | H-FAN-GREX-UTY-3000 |  | HFANKEF | 20
FanGrease ExhaustUtility Set4000 | SM | SM Equipment | Fans | Grease Exhaust Fan | GREF | KEF | H | Fan | FAN | Grease Exhaust | GREX | Utility Set | UTY | 4000 | CFM | H-FAN-GREX-UTY-4000 |  | HFANKEF | 20
FanGrease ExhaustUtility Set500 | SM | SM Equipment | Fans | Grease Exhaust Fan | GREF | KEF | H | Fan | FAN | Grease Exhaust | GREX | Utility Set | UTY | 500 | CFM | H-FAN-GREX-UTY-500 |  | HFANKEF | 20
FanGrease ExhaustUtility Set5000 | SM | SM Equipment | Fans | Grease Exhaust Fan | GREF | KEF | H | Fan | FAN | Grease Exhaust | GREX | Utility Set | UTY | 5000 | CFM | H-FAN-GREX-UTY-5000 |  | HFANKEF | 20
FanGrease ExhaustUtility Set6000 | SM | SM Equipment | Fans | Grease Exhaust Fan | GREF | KEF | H | Fan | FAN | Grease Exhaust | GREX | Utility Set | UTY | 6000 | CFM | H-FAN-GREX-UTY-6000 |  | HFANKEF | 20
FanGrease ExhaustUtility Set750 | SM | SM Equipment | Fans | Grease Exhaust Fan | GREF | KEF | H | Fan | FAN | Grease Exhaust | GREX | Utility Set | UTY | 750 | CFM | H-FAN-GREX-UTY-750 |  | HFANKEF | 20
FanGrease ExhaustUtility Set7500 | SM | SM Equipment | Fans | Grease Exhaust Fan | GREF | KEF | H | Fan | FAN | Grease Exhaust | GREX | Utility Set | UTY | 7500 | CFM | H-FAN-GREX-UTY-7500 |  | HFANKEF | 20
FanIsolation ExhaustUtility Set1000 | SM | SM Equipment | Fans | Isolation Exhaust Fan | IOEF | IOEF | H | Fan | FAN | Isolation Exhaust | IOEX | Utility Set | UTY | 1000 | CFM | H-FAN-IOEX-UTY-1000 |  | HFANLEF | 20
FanIsolation ExhaustUtility Set10000 | SM | SM Equipment | Fans | Isolation Exhaust Fan | IOEF | IOEF | H | Fan | FAN | Isolation Exhaust | IOEX | Utility Set | UTY | 10000 | CFM | H-FAN-IOEX-UTY-10000 |  | HFANLEF | 20
FanIsolation ExhaustUtility Set1500 | SM | SM Equipment | Fans | Isolation Exhaust Fan | IOEF | IOEF | H | Fan | FAN | Isolation Exhaust | IOEX | Utility Set | UTY | 1500 | CFM | H-FAN-IOEX-UTY-1500 |  | HFANLEF | 20
FanIsolation ExhaustUtility Set15000 | SM | SM Equipment | Fans | Isolation Exhaust Fan | IOEF | IOEF | H | Fan | FAN | Isolation Exhaust | IOEX | Utility Set | UTY | 15000 | CFM | H-FAN-IOEX-UTY-15000 |  | HFANLEF | 20
FanIsolation ExhaustUtility Set2000 | SM | SM Equipment | Fans | Isolation Exhaust Fan | IOEF | IOEF | H | Fan | FAN | Isolation Exhaust | IOEX | Utility Set | UTY | 2000 | CFM | H-FAN-IOEX-UTY-2000 |  | HFANLEF | 20
FanIsolation ExhaustUtility Set20000 | SM | SM Equipment | Fans | Isolation Exhaust Fan | IOEF | IOEF | H | Fan | FAN | Isolation Exhaust | IOEX | Utility Set | UTY | 20000 | CFM | H-FAN-IOEX-UTY-20000 |  | HFANLEF | 20
FanIsolation ExhaustUtility Set2500 | SM | SM Equipment | Fans | Isolation Exhaust Fan | IOEF | IOEF | H | Fan | FAN | Isolation Exhaust | IOEX | Utility Set | UTY | 2500 | CFM | H-FAN-IOEX-UTY-2500 |  | HFANLEF | 20
FanIsolation ExhaustUtility Set25000 | SM | SM Equipment | Fans | Isolation Exhaust Fan | IOEF | IOEF | H | Fan | FAN | Isolation Exhaust | IOEX | Utility Set | UTY | 25000 | CFM | H-FAN-IOEX-UTY-25000 |  | HFANLEF | 20
FanIsolation ExhaustUtility Set3000 | SM | SM Equipment | Fans | Isolation Exhaust Fan | IOEF | IOEF | H | Fan | FAN | Isolation Exhaust | IOEX | Utility Set | UTY | 3000 | CFM | H-FAN-IOEX-UTY-3000 |  | HFANLEF | 20
FanIsolation ExhaustUtility Set4000 | SM | SM Equipment | Fans | Isolation Exhaust Fan | IOEF | IOEF | H | Fan | FAN | Isolation Exhaust | IOEX | Utility Set | UTY | 4000 | CFM | H-FAN-IOEX-UTY-4000 |  | HFANLEF | 20
FanIsolation ExhaustUtility Set500 | SM | SM Equipment | Fans | Isolation Exhaust Fan | IOEF | IOEF | H | Fan | FAN | Isolation Exhaust | IOEX | Utility Set | UTY | 500 | CFM | H-FAN-IOEX-UTY-500 |  | HFANLEF | 20
FanIsolation ExhaustUtility Set5000 | SM | SM Equipment | Fans | Isolation Exhaust Fan | IOEF | IOEF | H | Fan | FAN | Isolation Exhaust | IOEX | Utility Set | UTY | 5000 | CFM | H-FAN-IOEX-UTY-5000 |  | HFANLEF | 20
FanIsolation ExhaustUtility Set6000 | SM | SM Equipment | Fans | Isolation Exhaust Fan | IOEF | IOEF | H | Fan | FAN | Isolation Exhaust | IOEX | Utility Set | UTY | 6000 | CFM | H-FAN-IOEX-UTY-6000 |  | HFANLEF | 20
FanIsolation ExhaustUtility Set750 | SM | SM Equipment | Fans | Isolation Exhaust Fan | IOEF | IOEF | H | Fan | FAN | Isolation Exhaust | IOEX | Utility Set | UTY | 750 | CFM | H-FAN-IOEX-UTY-750 |  | HFANLEF | 20
FanIsolation ExhaustUtility Set7500 | SM | SM Equipment | Fans | Isolation Exhaust Fan | IOEF | IOEF | H | Fan | FAN | Isolation Exhaust | IOEX | Utility Set | UTY | 7500 | CFM | H-FAN-IOEX-UTY-7500 |  | HFANLEF | 20
FanKitchen ExhaustInline1000 | SM | SM Equipment | Fans | Kitchen Exhaust Fan | KEF | KEF | H | Fan | FAN | Kitchen Exhaust | KEX | Inline | INL | 1000 | CFM | H-FAN-KEX-INL-1000 |  | HFANKEF | 15
FanKitchen ExhaustInline10000 | SM | SM Equipment | Fans | Kitchen Exhaust Fan | KEF | KEF | H | Fan | FAN | Kitchen Exhaust | KEX | Inline | INL | 10000 | CFM | H-FAN-KEX-INL-10000 |  | HFANKEF | 15
FanKitchen ExhaustInline1500 | SM | SM Equipment | Fans | Kitchen Exhaust Fan | KEF | KEF | H | Fan | FAN | Kitchen Exhaust | KEX | Inline | INL | 1500 | CFM | H-FAN-KEX-INL-1500 |  | HFANKEF | 15
FanKitchen ExhaustInline15000 | SM | SM Equipment | Fans | Kitchen Exhaust Fan | KEF | KEF | H | Fan | FAN | Kitchen Exhaust | KEX | Inline | INL | 15000 | CFM | H-FAN-KEX-INL-15000 |  | HFANKEF | 15
FanKitchen ExhaustInline2000 | SM | SM Equipment | Fans | Kitchen Exhaust Fan | KEF | KEF | H | Fan | FAN | Kitchen Exhaust | KEX | Inline | INL | 2000 | CFM | H-FAN-KEX-INL-2000 |  | HFANKEF | 15
FanKitchen ExhaustInline20000 | SM | SM Equipment | Fans | Kitchen Exhaust Fan | KEF | KEF | H | Fan | FAN | Kitchen Exhaust | KEX | Inline | INL | 20000 | CFM | H-FAN-KEX-INL-20000 |  | HFANKEF | 15
FanKitchen ExhaustInline2500 | SM | SM Equipment | Fans | Kitchen Exhaust Fan | KEF | KEF | H | Fan | FAN | Kitchen Exhaust | KEX | Inline | INL | 2500 | CFM | H-FAN-KEX-INL-2500 |  | HFANKEF | 15
FanKitchen ExhaustInline25000 | SM | SM Equipment | Fans | Kitchen Exhaust Fan | KEF | KEF | H | Fan | FAN | Kitchen Exhaust | KEX | Inline | INL | 25000 | CFM | H-FAN-KEX-INL-25000 |  | HFANKEF | 15
FanKitchen ExhaustInline3000 | SM | SM Equipment | Fans | Kitchen Exhaust Fan | KEF | KEF | H | Fan | FAN | Kitchen Exhaust | KEX | Inline | INL | 3000 | CFM | H-FAN-KEX-INL-3000 |  | HFANKEF | 15
FanKitchen ExhaustInline30000 | SM | SM Equipment | Fans | Kitchen Exhaust Fan | KEF | KEF | H | Fan | FAN | Kitchen Exhaust | KEX | Inline | INL | 30000 | CFM | H-FAN-KEX-INL-30000 |  | HFANKEF | 15
FanKitchen ExhaustInline4000 | SM | SM Equipment | Fans | Kitchen Exhaust Fan | KEF | KEF | H | Fan | FAN | Kitchen Exhaust | KEX | Inline | INL | 4000 | CFM | H-FAN-KEX-INL-4000 |  | HFANKEF | 15
FanKitchen ExhaustInline500 | SM | SM Equipment | Fans | Kitchen Exhaust Fan | KEF | KEF | H | Fan | FAN | Kitchen Exhaust | KEX | Inline | INL | 500 | CFM | H-FAN-KEX-INL-500 |  | HFANKEF | 15
FanKitchen ExhaustInline5000 | SM | SM Equipment | Fans | Kitchen Exhaust Fan | KEF | KEF | H | Fan | FAN | Kitchen Exhaust | KEX | Inline | INL | 5000 | CFM | H-FAN-KEX-INL-5000 |  | HFANKEF | 15
FanKitchen ExhaustInline6000 | SM | SM Equipment | Fans | Kitchen Exhaust Fan | KEF | KEF | H | Fan | FAN | Kitchen Exhaust | KEX | Inline | INL | 6000 | CFM | H-FAN-KEX-INL-6000 |  | HFANKEF | 15
FanKitchen ExhaustInline750 | SM | SM Equipment | Fans | Kitchen Exhaust Fan | KEF | KEF | H | Fan | FAN | Kitchen Exhaust | KEX | Inline | INL | 750 | CFM | H-FAN-KEX-INL-750 |  | HFANKEF | 15
FanKitchen ExhaustInline7500 | SM | SM Equipment | Fans | Kitchen Exhaust Fan | KEF | KEF | H | Fan | FAN | Kitchen Exhaust | KEX | Inline | INL | 7500 | CFM | H-FAN-KEX-INL-7500 |  | HFANKEF | 15
FanKitchen ExhaustUpblast1000 | SM | SM Equipment | Fans | Kitchen Exhaust Fan | KEF | KEF | H | Fan | FAN | Kitchen Exhaust | KEX | Upblast | UPB | 1000 | CFM | H-FAN-KEX-UPB-1000 |  | HFANKEF | 20
FanKitchen ExhaustUpblast10000 | SM | SM Equipment | Fans | Kitchen Exhaust Fan | KEF | KEF | H | Fan | FAN | Kitchen Exhaust | KEX | Upblast | UPB | 10000 | CFM | H-FAN-KEX-UPB-10000 |  | HFANKEF | 20
FanKitchen ExhaustUpblast1500 | SM | SM Equipment | Fans | Kitchen Exhaust Fan | KEF | KEF | H | Fan | FAN | Kitchen Exhaust | KEX | Upblast | UPB | 1500 | CFM | H-FAN-KEX-UPB-1500 |  | HFANKEF | 20
FanKitchen ExhaustUpblast15000 | SM | SM Equipment | Fans | Kitchen Exhaust Fan | KEF | KEF | H | Fan | FAN | Kitchen Exhaust | KEX | Upblast | UPB | 15000 | CFM | H-FAN-KEX-UPB-15000 |  | HFANKEF | 20
FanKitchen ExhaustUpblast2000 | SM | SM Equipment | Fans | Kitchen Exhaust Fan | KEF | KEF | H | Fan | FAN | Kitchen Exhaust | KEX | Upblast | UPB | 2000 | CFM | H-FAN-KEX-UPB-2000 |  | HFANKEF | 20
FanKitchen ExhaustUpblast20000 | SM | SM Equipment | Fans | Kitchen Exhaust Fan | KEF | KEF | H | Fan | FAN | Kitchen Exhaust | KEX | Upblast | UPB | 20000 | CFM | H-FAN-KEX-UPB-20000 |  | HFANKEF | 20
FanKitchen ExhaustUpblast250 | SM | SM Equipment | Fans | Kitchen Exhaust Fan | KEF | KEF | H | Fan | FAN | Kitchen Exhaust | KEX | Upblast | UPB | 250 | CFM | H-FAN-KEX-UPB-250 |  | HFANKEF | 20
FanKitchen ExhaustUpblast2500 | SM | SM Equipment | Fans | Kitchen Exhaust Fan | KEF | KEF | H | Fan | FAN | Kitchen Exhaust | KEX | Upblast | UPB | 2500 | CFM | H-FAN-KEX-UPB-2500 |  | HFANKEF | 20
FanKitchen ExhaustUpblast25000 | SM | SM Equipment | Fans | Kitchen Exhaust Fan | KEF | KEF | H | Fan | FAN | Kitchen Exhaust | KEX | Upblast | UPB | 25000 | CFM | H-FAN-KEX-UPB-25000 |  | HFANKEF | 20
FanKitchen ExhaustUpblast3000 | SM | SM Equipment | Fans | Kitchen Exhaust Fan | KEF | KEF | H | Fan | FAN | Kitchen Exhaust | KEX | Upblast | UPB | 3000 | CFM | H-FAN-KEX-UPB-3000 |  | HFANKEF | 20
FanKitchen ExhaustUpblast4000 | SM | SM Equipment | Fans | Kitchen Exhaust Fan | KEF | KEF | H | Fan | FAN | Kitchen Exhaust | KEX | Upblast | UPB | 4000 | CFM | H-FAN-KEX-UPB-4000 |  | HFANKEF | 20
FanKitchen ExhaustUpblast500 | SM | SM Equipment | Fans | Kitchen Exhaust Fan | KEF | KEF | H | Fan | FAN | Kitchen Exhaust | KEX | Upblast | UPB | 500 | CFM | H-FAN-KEX-UPB-500 |  | HFANKEF | 20
FanKitchen ExhaustUpblast5000 | SM | SM Equipment | Fans | Kitchen Exhaust Fan | KEF | KEF | H | Fan | FAN | Kitchen Exhaust | KEX | Upblast | UPB | 5000 | CFM | H-FAN-KEX-UPB-5000 |  | HFANKEF | 20
FanKitchen ExhaustUpblast6000 | SM | SM Equipment | Fans | Kitchen Exhaust Fan | KEF | KEF | H | Fan | FAN | Kitchen Exhaust | KEX | Upblast | UPB | 6000 | CFM | H-FAN-KEX-UPB-6000 |  | HFANKEF | 20
FanKitchen ExhaustUpblast750 | SM | SM Equipment | Fans | Kitchen Exhaust Fan | KEF | KEF | H | Fan | FAN | Kitchen Exhaust | KEX | Upblast | UPB | 750 | CFM | H-FAN-KEX-UPB-750 |  | HFANKEF | 20
FanKitchen ExhaustUpblast7500 | SM | SM Equipment | Fans | Kitchen Exhaust Fan | KEF | KEF | H | Fan | FAN | Kitchen Exhaust | KEX | Upblast | UPB | 7500 | CFM | H-FAN-KEX-UPB-7500 |  | HFANKEF | 20
FanKitchen ExhaustUtility Set1000 | SM | SM Equipment | Fans | Kitchen Exhaust Fan | KEF | KEF | H | Fan | FAN | Kitchen Exhaust | KEX | Utility Set | UTY | 1000 | CFM | H-FAN-KEX-UTY-1000 |  | HFANKEF | 20
FanKitchen ExhaustUtility Set10000 | SM | SM Equipment | Fans | Kitchen Exhaust Fan | KEF | KEF | H | Fan | FAN | Kitchen Exhaust | KEX | Utility Set | UTY | 10000 | CFM | H-FAN-KEX-UTY-10000 |  | HFANKEF | 20
FanKitchen ExhaustUtility Set1500 | SM | SM Equipment | Fans | Kitchen Exhaust Fan | KEF | KEF | H | Fan | FAN | Kitchen Exhaust | KEX | Utility Set | UTY | 1500 | CFM | H-FAN-KEX-UTY-1500 |  | HFANKEF | 20
FanKitchen ExhaustUtility Set15000 | SM | SM Equipment | Fans | Kitchen Exhaust Fan | KEF | KEF | H | Fan | FAN | Kitchen Exhaust | KEX | Utility Set | UTY | 15000 | CFM | H-FAN-KEX-UTY-15000 |  | HFANKEF | 20
FanKitchen ExhaustUtility Set2000 | SM | SM Equipment | Fans | Kitchen Exhaust Fan | KEF | KEF | H | Fan | FAN | Kitchen Exhaust | KEX | Utility Set | UTY | 2000 | CFM | H-FAN-KEX-UTY-2000 |  | HFANKEF | 20
FanKitchen ExhaustUtility Set20000 | SM | SM Equipment | Fans | Kitchen Exhaust Fan | KEF | KEF | H | Fan | FAN | Kitchen Exhaust | KEX | Utility Set | UTY | 20000 | CFM | H-FAN-KEX-UTY-20000 |  | HFANKEF | 20
FanKitchen ExhaustUtility Set2500 | SM | SM Equipment | Fans | Kitchen Exhaust Fan | KEF | KEF | H | Fan | FAN | Kitchen Exhaust | KEX | Utility Set | UTY | 2500 | CFM | H-FAN-KEX-UTY-2500 |  | HFANKEF | 20
FanKitchen ExhaustUtility Set25000 | SM | SM Equipment | Fans | Kitchen Exhaust Fan | KEF | KEF | H | Fan | FAN | Kitchen Exhaust | KEX | Utility Set | UTY | 25000 | CFM | H-FAN-KEX-UTY-25000 |  | HFANKEF | 20
FanKitchen ExhaustUtility Set3000 | SM | SM Equipment | Fans | Kitchen Exhaust Fan | KEF | KEF | H | Fan | FAN | Kitchen Exhaust | KEX | Utility Set | UTY | 3000 | CFM | H-FAN-KEX-UTY-3000 |  | HFANKEF | 20
FanKitchen ExhaustUtility Set30000 | SM | SM Equipment | Fans | Kitchen Exhaust Fan | KEF | KEF | H | Fan | FAN | Kitchen Exhaust | KEX | Utility Set | UTY | 30000 | CFM | H-FAN-KEX-UTY-30000 |  | HFANKEF | 20
FanKitchen ExhaustUtility Set4000 | SM | SM Equipment | Fans | Kitchen Exhaust Fan | KEF | KEF | H | Fan | FAN | Kitchen Exhaust | KEX | Utility Set | UTY | 4000 | CFM | H-FAN-KEX-UTY-4000 |  | HFANKEF | 20
FanKitchen ExhaustUtility Set500 | SM | SM Equipment | Fans | Kitchen Exhaust Fan | KEF | KEF | H | Fan | FAN | Kitchen Exhaust | KEX | Utility Set | UTY | 500 | CFM | H-FAN-KEX-UTY-500 |  | HFANKEF | 20
FanKitchen ExhaustUtility Set5000 | SM | SM Equipment | Fans | Kitchen Exhaust Fan | KEF | KEF | H | Fan | FAN | Kitchen Exhaust | KEX | Utility Set | UTY | 5000 | CFM | H-FAN-KEX-UTY-5000 |  | HFANKEF | 20
FanKitchen ExhaustUtility Set6000 | SM | SM Equipment | Fans | Kitchen Exhaust Fan | KEF | KEF | H | Fan | FAN | Kitchen Exhaust | KEX | Utility Set | UTY | 6000 | CFM | H-FAN-KEX-UTY-6000 |  | HFANKEF | 20
FanKitchen ExhaustUtility Set750 | SM | SM Equipment | Fans | Kitchen Exhaust Fan | KEF | KEF | H | Fan | FAN | Kitchen Exhaust | KEX | Utility Set | UTY | 750 | CFM | H-FAN-KEX-UTY-750 |  | HFANKEF | 20
FanKitchen ExhaustUtility Set7500 | SM | SM Equipment | Fans | Kitchen Exhaust Fan | KEF | KEF | H | Fan | FAN | Kitchen Exhaust | KEX | Utility Set | UTY | 7500 | CFM | H-FAN-KEX-UTY-7500 |  | HFANKEF | 20
FanLab ExhaustUtility Set, High Plume10000 | SM | SM Equipment | Fans | Lab Exhaust Fan | LEF | IOEF | H | Fan | FAN | Lab Exhaust | LEX | Utility Set, High Plume | PLM | 10000 | CFM | H-FAN-LEX-PLM-10000 |  | HFANLEF | 20
FanLab ExhaustUtility Set, High Plume100000 | SM | SM Equipment | Fans | Lab Exhaust Fan | LEF | IOEF | H | Fan | FAN | Lab Exhaust | LEX | Utility Set, High Plume | PLM | 100000 | CFM | H-FAN-LEX-PLM-100000 |  | HFANLEF | 20
FanLab ExhaustUtility Set, High Plume120000 | SM | SM Equipment | Fans | Lab Exhaust Fan | LEF | IOEF | H | Fan | FAN | Lab Exhaust | LEX | Utility Set, High Plume | PLM | 120000 | CFM | H-FAN-LEX-PLM-120000 |  | HFANLEF | 20
FanLab ExhaustUtility Set, High Plume15000 | SM | SM Equipment | Fans | Lab Exhaust Fan | LEF | IOEF | H | Fan | FAN | Lab Exhaust | LEX | Utility Set, High Plume | PLM | 15000 | CFM | H-FAN-LEX-PLM-15000 |  | HFANLEF | 20
FanLab ExhaustUtility Set, High Plume20000 | SM | SM Equipment | Fans | Lab Exhaust Fan | LEF | IOEF | H | Fan | FAN | Lab Exhaust | LEX | Utility Set, High Plume | PLM | 20000 | CFM | H-FAN-LEX-PLM-20000 |  | HFANLEF | 20
FanLab ExhaustUtility Set, High Plume25000 | SM | SM Equipment | Fans | Lab Exhaust Fan | LEF | IOEF | H | Fan | FAN | Lab Exhaust | LEX | Utility Set, High Plume | PLM | 25000 | CFM | H-FAN-LEX-PLM-25000 |  | HFANLEF | 20
FanLab ExhaustUtility Set, High Plume30000 | SM | SM Equipment | Fans | Lab Exhaust Fan | LEF | IOEF | H | Fan | FAN | Lab Exhaust | LEX | Utility Set, High Plume | PLM | 30000 | CFM | H-FAN-LEX-PLM-30000 |  | HFANLEF | 20
FanLab ExhaustUtility Set, High Plume40000 | SM | SM Equipment | Fans | Lab Exhaust Fan | LEF | IOEF | H | Fan | FAN | Lab Exhaust | LEX | Utility Set, High Plume | PLM | 40000 | CFM | H-FAN-LEX-PLM-40000 |  | HFANLEF | 20
FanLab ExhaustUtility Set, High Plume5000 | SM | SM Equipment | Fans | Lab Exhaust Fan | LEF | IOEF | H | Fan | FAN | Lab Exhaust | LEX | Utility Set, High Plume | PLM | 5000 | CFM | H-FAN-LEX-PLM-5000 |  | HFANLEF | 20
FanLab ExhaustUtility Set, High Plume50000 | SM | SM Equipment | Fans | Lab Exhaust Fan | LEF | IOEF | H | Fan | FAN | Lab Exhaust | LEX | Utility Set, High Plume | PLM | 50000 | CFM | H-FAN-LEX-PLM-50000 |  | HFANLEF | 20
FanLab ExhaustUtility Set, High Plume60000 | SM | SM Equipment | Fans | Lab Exhaust Fan | LEF | IOEF | H | Fan | FAN | Lab Exhaust | LEX | Utility Set, High Plume | PLM | 60000 | CFM | H-FAN-LEX-PLM-60000 |  | HFANLEF | 20
FanLab ExhaustUtility Set, High Plume70000 | SM | SM Equipment | Fans | Lab Exhaust Fan | LEF | IOEF | H | Fan | FAN | Lab Exhaust | LEX | Utility Set, High Plume | PLM | 70000 | CFM | H-FAN-LEX-PLM-70000 |  | HFANLEF | 20
FanLab ExhaustUtility Set, High Plume7500 | SM | SM Equipment | Fans | Lab Exhaust Fan | LEF | IOEF | H | Fan | FAN | Lab Exhaust | LEX | Utility Set, High Plume | PLM | 7500 | CFM | H-FAN-LEX-PLM-7500 |  | HFANLEF | 20
FanLab ExhaustUtility Set, High Plume80000 | SM | SM Equipment | Fans | Lab Exhaust Fan | LEF | IOEF | H | Fan | FAN | Lab Exhaust | LEX | Utility Set, High Plume | PLM | 80000 | CFM | H-FAN-LEX-PLM-80000 |  | HFANLEF | 20
FanLab ExhaustUtility Set1000 | SM | SM Equipment | Fans | Lab Exhaust Fan | LEF | IOEF | H | Fan | FAN | Lab Exhaust | LEX | Utility Set | UTY | 1000 | CFM | H-FAN-LEX-UTY-1000 |  | HFANLEF | 20
FanLab ExhaustUtility Set10000 | SM | SM Equipment | Fans | Lab Exhaust Fan | LEF | IOEF | H | Fan | FAN | Lab Exhaust | LEX | Utility Set | UTY | 10000 | CFM | H-FAN-LEX-UTY-10000 |  | HFANLEF | 20
FanLab ExhaustUtility Set15000 | SM | SM Equipment | Fans | Lab Exhaust Fan | LEF | IOEF | H | Fan | FAN | Lab Exhaust | LEX | Utility Set | UTY | 15000 | CFM | H-FAN-LEX-UTY-15000 |  | HFANLEF | 20
FanLab ExhaustUtility Set2000 | SM | SM Equipment | Fans | Lab Exhaust Fan | LEF | IOEF | H | Fan | FAN | Lab Exhaust | LEX | Utility Set | UTY | 2000 | CFM | H-FAN-LEX-UTY-2000 |  | HFANLEF | 20
FanLab ExhaustUtility Set20000 | SM | SM Equipment | Fans | Lab Exhaust Fan | LEF | IOEF | H | Fan | FAN | Lab Exhaust | LEX | Utility Set | UTY | 20000 | CFM | H-FAN-LEX-UTY-20000 |  | HFANLEF | 20
FanLab ExhaustUtility Set25000 | SM | SM Equipment | Fans | Lab Exhaust Fan | LEF | IOEF | H | Fan | FAN | Lab Exhaust | LEX | Utility Set | UTY | 25000 | CFM | H-FAN-LEX-UTY-25000 |  | HFANLEF | 20
FanLab ExhaustUtility Set30000 | SM | SM Equipment | Fans | Lab Exhaust Fan | LEF | IOEF | H | Fan | FAN | Lab Exhaust | LEX | Utility Set | UTY | 30000 | CFM | H-FAN-LEX-UTY-30000 |  | HFANLEF | 20
FanLab ExhaustUtility Set40000 | SM | SM Equipment | Fans | Lab Exhaust Fan | LEF | IOEF | H | Fan | FAN | Lab Exhaust | LEX | Utility Set | UTY | 40000 | CFM | H-FAN-LEX-UTY-40000 |  | HFANLEF | 20
FanLab ExhaustUtility Set5000 | SM | SM Equipment | Fans | Lab Exhaust Fan | LEF | IOEF | H | Fan | FAN | Lab Exhaust | LEX | Utility Set | UTY | 5000 | CFM | H-FAN-LEX-UTY-5000 |  | HFANLEF | 20
FanLab ExhaustUtility Set50000 | SM | SM Equipment | Fans | Lab Exhaust Fan | LEF | IOEF | H | Fan | FAN | Lab Exhaust | LEX | Utility Set | UTY | 50000 | CFM | H-FAN-LEX-UTY-50000 |  | HFANLEF | 20
FanLab ExhaustUtility Set60000 | SM | SM Equipment | Fans | Lab Exhaust Fan | LEF | IOEF | H | Fan | FAN | Lab Exhaust | LEX | Utility Set | UTY | 60000 | CFM | H-FAN-LEX-UTY-60000 |  | HFANLEF | 20
FanLab ExhaustUtility Set70000 | SM | SM Equipment | Fans | Lab Exhaust Fan | LEF | IOEF | H | Fan | FAN | Lab Exhaust | LEX | Utility Set | UTY | 70000 | CFM | H-FAN-LEX-UTY-70000 |  | HFANLEF | 20
FanLab ExhaustUtility Set7500 | SM | SM Equipment | Fans | Lab Exhaust Fan | LEF | IOEF | H | Fan | FAN | Lab Exhaust | LEX | Utility Set | UTY | 7500 | CFM | H-FAN-LEX-UTY-7500 |  | HFANLEF | 20
FanLab ExhaustUtility Set80000 | SM | SM Equipment | Fans | Lab Exhaust Fan | LEF | IOEF | H | Fan | FAN | Lab Exhaust | LEX | Utility Set | UTY | 80000 | CFM | H-FAN-LEX-UTY-80000 |  | HFANLEF | 20
FanSmoke ExhaustInline1000 | SM | SM Equipment | Fans | Smoke Exhaust Fan | SEF | SEF | H | Fan | FAN | Smoke Exhaust | SMEX | Inline | INL | 1000 | CFM | H-FAN-SMEX-INL-1000 |  | HFANGEF | 15
FanSmoke ExhaustInline10000 | SM | SM Equipment | Fans | Smoke Exhaust Fan | SEF | SEF | H | Fan | FAN | Smoke Exhaust | SMEX | Inline | INL | 10000 | CFM | H-FAN-SMEX-INL-10000 |  | HFANGEF | 15
FanSmoke ExhaustInline100000 | SM | SM Equipment | Fans | Smoke Exhaust Fan | SEF | SEF | H | Fan | FAN | Smoke Exhaust | SMEX | Inline | INL | 100000 | CFM | H-FAN-SMEX-INL-100000 |  | HFANGEF | 15
FanSmoke ExhaustInline15000 | SM | SM Equipment | Fans | Smoke Exhaust Fan | SEF | SEF | H | Fan | FAN | Smoke Exhaust | SMEX | Inline | INL | 15000 | CFM | H-FAN-SMEX-INL-15000 |  | HFANGEF | 15
FanSmoke ExhaustInline2000 | SM | SM Equipment | Fans | Smoke Exhaust Fan | SEF | SEF | H | Fan | FAN | Smoke Exhaust | SMEX | Inline | INL | 2000 | CFM | H-FAN-SMEX-INL-2000 |  | HFANGEF | 15
FanSmoke ExhaustInline20000 | SM | SM Equipment | Fans | Smoke Exhaust Fan | SEF | SEF | H | Fan | FAN | Smoke Exhaust | SMEX | Inline | INL | 20000 | CFM | H-FAN-SMEX-INL-20000 |  | HFANGEF | 15
FanSmoke ExhaustInline25000 | SM | SM Equipment | Fans | Smoke Exhaust Fan | SEF | SEF | H | Fan | FAN | Smoke Exhaust | SMEX | Inline | INL | 25000 | CFM | H-FAN-SMEX-INL-25000 |  | HFANGEF | 15
FanSmoke ExhaustInline30000 | SM | SM Equipment | Fans | Smoke Exhaust Fan | SEF | SEF | H | Fan | FAN | Smoke Exhaust | SMEX | Inline | INL | 30000 | CFM | H-FAN-SMEX-INL-30000 |  | HFANGEF | 15
FanSmoke ExhaustInline40000 | SM | SM Equipment | Fans | Smoke Exhaust Fan | SEF | SEF | H | Fan | FAN | Smoke Exhaust | SMEX | Inline | INL | 40000 | CFM | H-FAN-SMEX-INL-40000 |  | HFANGEF | 15
FanSmoke ExhaustInline5000 | SM | SM Equipment | Fans | Smoke Exhaust Fan | SEF | SEF | H | Fan | FAN | Smoke Exhaust | SMEX | Inline | INL | 5000 | CFM | H-FAN-SMEX-INL-5000 |  | HFANGEF | 15
FanSmoke ExhaustInline50000 | SM | SM Equipment | Fans | Smoke Exhaust Fan | SEF | SEF | H | Fan | FAN | Smoke Exhaust | SMEX | Inline | INL | 50000 | CFM | H-FAN-SMEX-INL-50000 |  | HFANGEF | 15
FanSmoke ExhaustInline60000 | SM | SM Equipment | Fans | Smoke Exhaust Fan | SEF | SEF | H | Fan | FAN | Smoke Exhaust | SMEX | Inline | INL | 60000 | CFM | H-FAN-SMEX-INL-60000 |  | HFANGEF | 15
FanSmoke ExhaustInline7500 | SM | SM Equipment | Fans | Smoke Exhaust Fan | SEF | SEF | H | Fan | FAN | Smoke Exhaust | SMEX | Inline | INL | 7500 | CFM | H-FAN-SMEX-INL-7500 |  | HFANGEF | 15
FanSmoke ExhaustInline80000 | SM | SM Equipment | Fans | Smoke Exhaust Fan | SEF | SEF | H | Fan | FAN | Smoke Exhaust | SMEX | Inline | INL | 80000 | CFM | H-FAN-SMEX-INL-80000 |  | HFANGEF | 15
FanSmoke ExhaustUtility Set1000 | SM | SM Equipment | Fans | Smoke Exhaust Fan | SEF | SEF | H | Fan | FAN | Smoke Exhaust | SMEX | Utility Set | UTY | 1000 | CFM | H-FAN-SMEX-UTY-1000 |  | HFANGEF | 20
FanSmoke ExhaustUtility Set10000 | SM | SM Equipment | Fans | Smoke Exhaust Fan | SEF | SEF | H | Fan | FAN | Smoke Exhaust | SMEX | Utility Set | UTY | 10000 | CFM | H-FAN-SMEX-UTY-10000 |  | HFANGEF | 20
FanSmoke ExhaustUtility Set100000 | SM | SM Equipment | Fans | Smoke Exhaust Fan | SEF | SEF | H | Fan | FAN | Smoke Exhaust | SMEX | Utility Set | UTY | 100000 | CFM | H-FAN-SMEX-UTY-100000 |  | HFANGEF | 20
FanSmoke ExhaustUtility Set15000 | SM | SM Equipment | Fans | Smoke Exhaust Fan | SEF | SEF | H | Fan | FAN | Smoke Exhaust | SMEX | Utility Set | UTY | 15000 | CFM | H-FAN-SMEX-UTY-15000 |  | HFANGEF | 20
FanSmoke ExhaustUtility Set2000 | SM | SM Equipment | Fans | Smoke Exhaust Fan | SEF | SEF | H | Fan | FAN | Smoke Exhaust | SMEX | Utility Set | UTY | 2000 | CFM | H-FAN-SMEX-UTY-2000 |  | HFANGEF | 20
FanSmoke ExhaustUtility Set20000 | SM | SM Equipment | Fans | Smoke Exhaust Fan | SEF | SEF | H | Fan | FAN | Smoke Exhaust | SMEX | Utility Set | UTY | 20000 | CFM | H-FAN-SMEX-UTY-20000 |  | HFANGEF | 20
FanSmoke ExhaustUtility Set25000 | SM | SM Equipment | Fans | Smoke Exhaust Fan | SEF | SEF | H | Fan | FAN | Smoke Exhaust | SMEX | Utility Set | UTY | 25000 | CFM | H-FAN-SMEX-UTY-25000 |  | HFANGEF | 20
FanSmoke ExhaustUtility Set30000 | SM | SM Equipment | Fans | Smoke Exhaust Fan | SEF | SEF | H | Fan | FAN | Smoke Exhaust | SMEX | Utility Set | UTY | 30000 | CFM | H-FAN-SMEX-UTY-30000 |  | HFANGEF | 20
FanSmoke ExhaustUtility Set40000 | SM | SM Equipment | Fans | Smoke Exhaust Fan | SEF | SEF | H | Fan | FAN | Smoke Exhaust | SMEX | Utility Set | UTY | 40000 | CFM | H-FAN-SMEX-UTY-40000 |  | HFANGEF | 20
FanSmoke ExhaustUtility Set5000 | SM | SM Equipment | Fans | Smoke Exhaust Fan | SEF | SEF | H | Fan | FAN | Smoke Exhaust | SMEX | Utility Set | UTY | 5000 | CFM | H-FAN-SMEX-UTY-5000 |  | HFANGEF | 20
FanSmoke ExhaustUtility Set50000 | SM | SM Equipment | Fans | Smoke Exhaust Fan | SEF | SEF | H | Fan | FAN | Smoke Exhaust | SMEX | Utility Set | UTY | 50000 | CFM | H-FAN-SMEX-UTY-50000 |  | HFANGEF | 20
FanSmoke ExhaustUtility Set60000 | SM | SM Equipment | Fans | Smoke Exhaust Fan | SEF | SEF | H | Fan | FAN | Smoke Exhaust | SMEX | Utility Set | UTY | 60000 | CFM | H-FAN-SMEX-UTY-60000 |  | HFANGEF | 20
FanSmoke ExhaustUtility Set7500 | SM | SM Equipment | Fans | Smoke Exhaust Fan | SEF | SEF | H | Fan | FAN | Smoke Exhaust | SMEX | Utility Set | UTY | 7500 | CFM | H-FAN-SMEX-UTY-7500 |  | HFANGEF | 20
FanSmoke ExhaustUtility Set80000 | SM | SM Equipment | Fans | Smoke Exhaust Fan | SEF | SEF | H | Fan | FAN | Smoke Exhaust | SMEX | Utility Set | UTY | 80000 | CFM | H-FAN-SMEX-UTY-80000 |  | HFANGEF | 20
FanSupply FanInline1000 | SM | SM Equipment | Fans | Stairway Pressurization Fan | SPF | GEF | H | Fan | FAN | Supply Fan | STSU | Inline | INL | 1000 | CFM | H-FAN-STSU-INL-1000 |  | HFANGEF | 15
FanSupply FanInline10000 | SM | SM Equipment | Fans | Stairway Pressurization Fan | SPF | GEF | H | Fan | FAN | Supply Fan | STSU | Inline | INL | 10000 | CFM | H-FAN-STSU-INL-10000 |  | HFANGEF | 15
FanSupply FanInline100000 | SM | SM Equipment | Fans | Stairway Pressurization Fan | SPF | GEF | H | Fan | FAN | Supply Fan | STSU | Inline | INL | 100000 | CFM | H-FAN-STSU-INL-100000 |  | HFANGEF | 15
FanSupply FanInline15000 | SM | SM Equipment | Fans | Stairway Pressurization Fan | SPF | GEF | H | Fan | FAN | Supply Fan | STSU | Inline | INL | 15000 | CFM | H-FAN-STSU-INL-15000 |  | HFANGEF | 15
FanSupply FanInline2000 | SM | SM Equipment | Fans | Stairway Pressurization Fan | SPF | GEF | H | Fan | FAN | Supply Fan | STSU | Inline | INL | 2000 | CFM | H-FAN-STSU-INL-2000 |  | HFANGEF | 15
FanSupply FanInline20000 | SM | SM Equipment | Fans | Stairway Pressurization Fan | SPF | GEF | H | Fan | FAN | Supply Fan | STSU | Inline | INL | 20000 | CFM | H-FAN-STSU-INL-20000 |  | HFANGEF | 15
FanSupply FanInline25000 | SM | SM Equipment | Fans | Stairway Pressurization Fan | SPF | GEF | H | Fan | FAN | Supply Fan | STSU | Inline | INL | 25000 | CFM | H-FAN-STSU-INL-25000 |  | HFANGEF | 15
FanSupply FanInline30000 | SM | SM Equipment | Fans | Stairway Pressurization Fan | SPF | GEF | H | Fan | FAN | Supply Fan | STSU | Inline | INL | 30000 | CFM | H-FAN-STSU-INL-30000 |  | HFANGEF | 15
FanSupply FanInline40000 | SM | SM Equipment | Fans | Stairway Pressurization Fan | SPF | GEF | H | Fan | FAN | Supply Fan | STSU | Inline | INL | 40000 | CFM | H-FAN-STSU-INL-40000 |  | HFANGEF | 15
FanSupply FanInline5000 | SM | SM Equipment | Fans | Stairway Pressurization Fan | SPF | GEF | H | Fan | FAN | Supply Fan | STSU | Inline | INL | 5000 | CFM | H-FAN-STSU-INL-5000 |  | HFANGEF | 15
FanSupply FanInline50000 | SM | SM Equipment | Fans | Stairway Pressurization Fan | SPF | GEF | H | Fan | FAN | Supply Fan | STSU | Inline | INL | 50000 | CFM | H-FAN-STSU-INL-50000 |  | HFANGEF | 15
FanSupply FanInline60000 | SM | SM Equipment | Fans | Stairway Pressurization Fan | SPF | GEF | H | Fan | FAN | Supply Fan | STSU | Inline | INL | 60000 | CFM | H-FAN-STSU-INL-60000 |  | HFANGEF | 15
FanSupply FanInline7500 | SM | SM Equipment | Fans | Stairway Pressurization Fan | SPF | GEF | H | Fan | FAN | Supply Fan | STSU | Inline | INL | 7500 | CFM | H-FAN-STSU-INL-7500 |  | HFANGEF | 15
FanSupply FanInline80000 | SM | SM Equipment | Fans | Stairway Pressurization Fan | SPF | GEF | H | Fan | FAN | Supply Fan | STSU | Inline | INL | 80000 | CFM | H-FAN-STSU-INL-80000 |  | HFANGEF | 15
FanSupply FanUtility Set1000 | SM | SM Equipment | Fans | Stairway Pressurization Fan | SPF | GEF | H | Fan | FAN | Supply Fan | STSU | Utility Set | UTY | 1000 | CFM | H-FAN-STSU-UTY-1000 |  | HFANGEF | 20
FanSupply FanUtility Set10000 | SM | SM Equipment | Fans | Stairway Pressurization Fan | SPF | GEF | H | Fan | FAN | Supply Fan | STSU | Utility Set | UTY | 10000 | CFM | H-FAN-STSU-UTY-10000 |  | HFANGEF | 20
FanSupply FanUtility Set15000 | SM | SM Equipment | Fans | Stairway Pressurization Fan | SPF | GEF | H | Fan | FAN | Supply Fan | STSU | Utility Set | UTY | 15000 | CFM | H-FAN-STSU-UTY-15000 |  | HFANGEF | 20
FanSupply FanUtility Set2000 | SM | SM Equipment | Fans | Stairway Pressurization Fan | SPF | GEF | H | Fan | FAN | Supply Fan | STSU | Utility Set | UTY | 2000 | CFM | H-FAN-STSU-UTY-2000 |  | HFANGEF | 20
FanSupply FanUtility Set20000 | SM | SM Equipment | Fans | Stairway Pressurization Fan | SPF | GEF | H | Fan | FAN | Supply Fan | STSU | Utility Set | UTY | 20000 | CFM | H-FAN-STSU-UTY-20000 |  | HFANGEF | 20
FanSupply FanUtility Set25000 | SM | SM Equipment | Fans | Stairway Pressurization Fan | SPF | GEF | H | Fan | FAN | Supply Fan | STSU | Utility Set | UTY | 25000 | CFM | H-FAN-STSU-UTY-25000 |  | HFANGEF | 20
FanSupply FanUtility Set30000 | SM | SM Equipment | Fans | Stairway Pressurization Fan | SPF | GEF | H | Fan | FAN | Supply Fan | STSU | Utility Set | UTY | 30000 | CFM | H-FAN-STSU-UTY-30000 |  | HFANGEF | 20
FanSupply FanUtility Set40000 | SM | SM Equipment | Fans | Stairway Pressurization Fan | SPF | GEF | H | Fan | FAN | Supply Fan | STSU | Utility Set | UTY | 40000 | CFM | H-FAN-STSU-UTY-40000 |  | HFANGEF | 20
FanSupply FanUtility Set5000 | SM | SM Equipment | Fans | Stairway Pressurization Fan | SPF | GEF | H | Fan | FAN | Supply Fan | STSU | Utility Set | UTY | 5000 | CFM | H-FAN-STSU-UTY-5000 |  | HFANGEF | 20
FanSupply FanUtility Set50000 | SM | SM Equipment | Fans | Stairway Pressurization Fan | SPF | GEF | H | Fan | FAN | Supply Fan | STSU | Utility Set | UTY | 50000 | CFM | H-FAN-STSU-UTY-50000 |  | HFANGEF | 20
FanSupply FanUtility Set60000 | SM | SM Equipment | Fans | Stairway Pressurization Fan | SPF | GEF | H | Fan | FAN | Supply Fan | STSU | Utility Set | UTY | 60000 | CFM | H-FAN-STSU-UTY-60000 |  | HFANGEF | 20
FanSupply FanUtility Set7500 | SM | SM Equipment | Fans | Stairway Pressurization Fan | SPF | GEF | H | Fan | FAN | Supply Fan | STSU | Utility Set | UTY | 7500 | CFM | H-FAN-STSU-UTY-7500 |  | HFANGEF | 20
FanTransferInline1000 | SM | SM Equipment | Fans | Transfer Fan | TF | GEF | H | Fan | FAN | Transfer | TFR | Inline | INL | 1000 | CFM | H-FAN-TFR-INL-1000 |  | HFANGEF | 15
FanTransferInline10000 | SM | SM Equipment | Fans | Transfer Fan | TF | GEF | H | Fan | FAN | Transfer | TFR | Inline | INL | 10000 | CFM | H-FAN-TFR-INL-10000 |  | HFANGEF | 15
FanTransferInline1500 | SM | SM Equipment | Fans | Transfer Fan | TF | GEF | H | Fan | FAN | Transfer | TFR | Inline | INL | 1500 | CFM | H-FAN-TFR-INL-1500 |  | HFANGEF | 15
FanTransferInline15000 | SM | SM Equipment | Fans | Transfer Fan | TF | GEF | H | Fan | FAN | Transfer | TFR | Inline | INL | 15000 | CFM | H-FAN-TFR-INL-15000 |  | HFANGEF | 15
FanTransferInline2000 | SM | SM Equipment | Fans | Transfer Fan | TF | GEF | H | Fan | FAN | Transfer | TFR | Inline | INL | 2000 | CFM | H-FAN-TFR-INL-2000 |  | HFANGEF | 15
FanTransferInline20000 | SM | SM Equipment | Fans | Transfer Fan | TF | GEF | H | Fan | FAN | Transfer | TFR | Inline | INL | 20000 | CFM | H-FAN-TFR-INL-20000 |  | HFANGEF | 15
FanTransferInline2500 | SM | SM Equipment | Fans | Transfer Fan | TF | GEF | H | Fan | FAN | Transfer | TFR | Inline | INL | 2500 | CFM | H-FAN-TFR-INL-2500 |  | HFANGEF | 15
FanTransferInline25000 | SM | SM Equipment | Fans | Transfer Fan | TF | GEF | H | Fan | FAN | Transfer | TFR | Inline | INL | 25000 | CFM | H-FAN-TFR-INL-25000 |  | HFANGEF | 15
FanTransferInline3000 | SM | SM Equipment | Fans | Transfer Fan | TF | GEF | H | Fan | FAN | Transfer | TFR | Inline | INL | 3000 | CFM | H-FAN-TFR-INL-3000 |  | HFANGEF | 15
FanTransferInline30000 | SM | SM Equipment | Fans | Transfer Fan | TF | GEF | H | Fan | FAN | Transfer | TFR | Inline | INL | 30000 | CFM | H-FAN-TFR-INL-30000 |  | HFANGEF | 15
FanTransferInline4000 | SM | SM Equipment | Fans | Transfer Fan | TF | GEF | H | Fan | FAN | Transfer | TFR | Inline | INL | 4000 | CFM | H-FAN-TFR-INL-4000 |  | HFANGEF | 15
FanTransferInline500 | SM | SM Equipment | Fans | Transfer Fan | TF | GEF | H | Fan | FAN | Transfer | TFR | Inline | INL | 500 | CFM | H-FAN-TFR-INL-500 |  | HFANGEF | 15
FanTransferInline5000 | SM | SM Equipment | Fans | Transfer Fan | TF | GEF | H | Fan | FAN | Transfer | TFR | Inline | INL | 5000 | CFM | H-FAN-TFR-INL-5000 |  | HFANGEF | 15
FanTransferInline6000 | SM | SM Equipment | Fans | Transfer Fan | TF | GEF | H | Fan | FAN | Transfer | TFR | Inline | INL | 6000 | CFM | H-FAN-TFR-INL-6000 |  | HFANGEF | 15
FanTransferInline750 | SM | SM Equipment | Fans | Transfer Fan | TF | GEF | H | Fan | FAN | Transfer | TFR | Inline | INL | 750 | CFM | H-FAN-TFR-INL-750 |  | HFANGEF | 15
FanTransferInline7500 | SM | SM Equipment | Fans | Transfer Fan | TF | GEF | H | Fan | FAN | Transfer | TFR | Inline | INL | 7500 | CFM | H-FAN-TFR-INL-7500 |  | HFANGEF | 15
FixtureDomestic WaterBottle Filling Station | PL | Fixtures | Fixtures | Bottle Filling Station | BFS | DMW/WV | P | Fixture | FIX | Domestic Water | DMW | Bottle Filling Station | BFS |  | N/A | P-FIX-DMW-BFS- |  |  | 20
FixtureDomestic WaterClinical Service Sink | PL | Fixtures | Fixtures | Clinical Service Sink | CSS | DMW/WV | P | Fixture | FIX | Domestic Water | DMW | Clinical Service Sink | CSS |  | N/A | P-FIX-DMW-CSS- |  |  | 25
FixtureDomestic WaterElectric Water Cooler | PL | Fixtures | Fixtures | Electric Water Cooler | EWC | DMW/WV | P | Fixture | FIX | Domestic Water | DMW | Electric Water Cooler | EWC |  | N/A | P-FIX-DMW-EWC- |  |  | 20
FixtureDomestic WaterEmergency Eye Wash | PL | Fixtures | Fixtures | Emergency Eye Wash | EEW | DMW/WV | P | Fixture | FIX | Domestic Water | DMW | Emergency Eye Wash | EEW |  | N/A | P-FIX-DMW-EEW- |  |  | 20
FixtureDomestic WaterEmergency Eye Wash/Shower | PL | Fixtures | Fixtures | Emergency Eye Wash/Shower | EEWS | DMW/WV | P | Fixture | FIX | Domestic Water | DMW | Emergency Eye Wash/Shower | EEWS |  | N/A | P-FIX-DMW-EEWS- |  |  | 20
FixtureDomestic WaterEmergency Shower | PL | Fixtures | Fixtures | Emergency Shower | ESHR | DMW/WV | P | Fixture | FIX | Domestic Water | DMW | Emergency Shower | ESHR |  | N/A | P-FIX-DMW-ESHR- |  |  | 20
FixtureDomestic WaterGrooming Tub | PL | Fixtures | Fixtures | Grooming Tub | GT | DMW/WV | P | Fixture | FIX | Domestic Water | DMW | Grooming Tub | GT |  | N/A | P-FIX-DMW-GT- |  |  | 20
FixtureDomestic WaterHose Bib | PL | Fixtures | Fixtures | Hose Bib | HB | DMW | P | Fixture | FIX | Domestic Water | DMW | Hose Bib | HB |  | N/A | P-FIX-DMW-HB- |  |  | 20
FixtureDomestic WaterIce Maker Box | PL | Fixtures | Fixtures | Ice Maker Box | IMB | DMW | P | Fixture | FIX | Domestic Water | DMW | Ice Maker Box | IMB |  | N/A | P-FIX-DMW-IMB- |  |  | 25
FixtureDomestic WaterKitchen Sink | PL | Fixtures | Fixtures | Kitchen Sink | KS | DMW/WV | P | Fixture | FIX | Domestic Water | DMW | Kitchen Sink | KS |  | N/A | P-FIX-DMW-KS- |  |  | 25
FixtureDomestic WaterLavatory | PL | Fixtures | Fixtures | Lavatory | LAV | DMW/WV | P | Fixture | FIX | Domestic Water | DMW | Lavatory | LAV |  | N/A | P-FIX-DMW-LAV- |  |  | 25
FixtureDomestic WaterMixing Valve | PL | Fixtures | Fixtures | Mixing Valve | MV | Other | P | Fixture | FIX | Domestic Water | DMW | Mixing Valve | MV |  | N/A | P-FIX-DMW-MV- |  |  | 25
FixtureDomestic WaterMop Sink Basin | PL | Fixtures | Fixtures | Mop Sink Basin | MSB | DMW/WV | P | Fixture | FIX | Domestic Water | DMW | Mop Sink Basin | MSB |  | N/A | P-FIX-DMW-MSB- |  |  | 25
FixtureDomestic WaterRoof Hydrant | PL | Fixtures | Fixtures | Roof Hydrant | RH | DMW | P | Fixture | FIX | Domestic Water | DMW | Roof Hydrant | RH |  | N/A | P-FIX-DMW-RH- |  |  | 25
FixtureDomestic WaterService Sink | PL | Fixtures | Fixtures | Service Sink | SS | DMW/WV | P | Fixture | FIX | Domestic Water | DMW | Service Sink | SS |  | N/A | P-FIX-DMW-SS- |  |  | 25
FixtureDomestic WaterShower | PL | Fixtures | Fixtures | Shower | SHR | DMW/WV | P | Fixture | FIX | Domestic Water | DMW | Shower | SHR |  | N/A | P-FIX-DMW-SHR- |  |  | 20
FixtureDomestic WaterSink | PL | Fixtures | Fixtures | Sink | SK | DMW/WV | P | Fixture | FIX | Domestic Water | DMW | Sink | SK |  | N/A | P-FIX-DMW-SK- |  |  | 25
FixtureDomestic WaterUrinal | PL | Fixtures | Fixtures | Urinal | UR | DMW/WV | P | Fixture | FIX | Domestic Water | DMW | Urinal | UR |  | N/A | P-FIX-DMW-UR- |  |  | 25
FixtureDomestic WaterUtility Tub | PL | Fixtures | Fixtures | Utility Tub | UT | DMW/WV | P | Fixture | FIX | Domestic Water | DMW | Utility Tub | UT |  | N/A | P-FIX-DMW-UT- |  |  | 25
FixtureDomestic WaterWall Box | PL | Fixtures | Fixtures | Wall Box | WB | DMW | P | Fixture | FIX | Domestic Water | DMW | Wall Box | WB |  | N/A | P-FIX-DMW-WB- |  |  | 25
FixtureDomestic WaterWall Hydrant | PL | Fixtures | Fixtures | Wall Hydrant | WH | DMW | P | Fixture | FIX | Domestic Water | DMW | Wall Hydrant | WH |  | N/A | P-FIX-DMW-WH- |  |  | 25
FixtureDomestic WaterWash Fountain | PL | Fixtures | Fixtures | Wash Fountain | WF | DMW/WV | P | Fixture | FIX | Domestic Water | DMW | Wash Fountain | WF |  | N/A | P-FIX-DMW-WF- |  |  | 25
FixtureDomestic WaterWasher Wall Box | PL | Fixtures | Fixtures | Washer Wall Box | WWB | DMW | P | Fixture | FIX | Domestic Water | DMW | Washer Wall Box | WWB |  | N/A | P-FIX-DMW-WWB- |  |  | 25
FixtureDomestic WaterWater Closet | PL | Fixtures | Fixtures | Water Closet | WC | DMW/WV | P | Fixture | FIX | Domestic Water | DMW | Water Closet | WC |  | N/A | P-FIX-DMW-WC- |  |  | 25
FixtureDomestic WaterWater Hammer Arrestor | PL | Fixtures | Fixtures | Water Hammer Arrestor | WHA | Other | P | Fixture | FIX | Domestic Water | DMW | Water Hammer Arrestor | WHA |  | N/A | P-FIX-DMW-WHA- |  |  | 20
FixtureOtherAccess Panel | PL | Fixtures | Fixtures | Access Panel | AP | Other | P | Fixture | FIX | Other | OTH | Access Panel | AP |  | N/A | P-FIX-OTH-AP- |  |  | 25
FixtureRoof DrainsArea Drain | PL | Fixtures | Fixtures | Area Drain | AD | RD/ORD | P | Fixture | FIX | Roof Drains | RD | Area Drain | AD |  | N/A | P-FIX-RD-AD- |  |  | 25
FixtureRoof DrainsDeck Drain | PL | Fixtures | Fixtures | Deck Drain | DD | RD/ORD | P | Fixture | FIX | Roof Drains | RD | Deck Drain | DD |  | N/A | P-FIX-RD-DD- |  |  | 25
FixtureRoof DrainsDownspout/Conductor Nozzle | PL | Fixtures | Fixtures | Downspout/Conductor Nozzle | DSN | DSN | P | Fixture | FIX | Roof Drains | RD | Downspout/Conductor Nozzle | DSN |  | N/A | P-FIX-RD-DSN- |  |  | 25
FixtureRoof DrainsLambs Tongue | PL | Fixtures | Fixtures | Lambs Tongue | RDO | DSN | P | Fixture | FIX | Roof Drains | RD | Lambs Tongue | RDO |  | N/A | P-FIX-RD-RDO- |  |  | 25
FixtureRoof DrainsOverflow Drain | PL | Fixtures | Fixtures | Overflow Drain | OD | RD/ORD | P | Fixture | FIX | Roof Drains | RD | Overflow Drain | OD |  | N/A | P-FIX-RD-OD- |  |  | 20
FixtureRoof DrainsOverflow Roof Drain | PL | Fixtures | Fixtures | Overflow Roof Drain | ORD | RD/ORD | P | Fixture | FIX | Roof Drains | RD | Overflow Roof Drain | ORD |  | N/A | P-FIX-RD-ORD- |  |  | 20
FixtureRoof DrainsRoof Drain | PL | Fixtures | Fixtures | Roof Drain | RD | RD/ORD | P | Fixture | FIX | Roof Drains | RD | Roof Drain | RD |  | N/A | P-FIX-RD-RD- |  |  | 20
FixtureRoof DrainsRoof Drain Outlet | PL | Fixtures | Fixtures | Roof Drain Outlet | RDO | DSN | P | Fixture | FIX | Roof Drains | RD | Roof Drain Outlet | RDO |  | N/A | P-FIX-RD-RDO- |  |  | 20
FixtureWaste & VentAir Admittance Valve | PL | Fixtures | Fixtures | Air Admittance Valve | AAV | WV | P | Fixture | FIX | Waste & Vent | WV | Air Admittance Valve | AAV |  | N/A | P-FIX-WV-AAV- |  |  | 15
FixtureWaste & VentFloor Clean Out | PL | Fixtures | Fixtures | Floor Clean Out | FCO | WV | P | Fixture | FIX | Waste & Vent | WV | Floor Clean Out | FCO |  | N/A | P-FIX-WV-FCO- |  |  | 25
FixtureWaste & VentFloor Drain | PL | Fixtures | Fixtures | Floor Drain | FD | WV | P | Fixture | FIX | Waste & Vent | WV | Floor Drain | FD |  | N/A | P-FIX-WV-FD- |  |  | 25
FixtureWaste & VentFloor Sink | PL | Fixtures | Fixtures | Floor Sink | FS | WV | P | Fixture | FIX | Waste & Vent | WV | Floor Sink | FS |  | N/A | P-FIX-WV-FS- |  |  | 25
FixtureWaste & VentGarbage Disposal | PL | Fixtures | Fixtures | Garbage Disposal | GD | WV | P | Fixture | FIX | Waste & Vent | WV | Garbage Disposal | GD |  | N/A | P-FIX-WV-GD- |  |  | 15
FixtureWaste & VentGrade Clean Out | PL | Fixtures | Fixtures | Grade Clean Out | GCO | WV | P | Fixture | FIX | Waste & Vent | WV | Grade Clean Out | GCO |  | N/A | P-FIX-WV-GCO- |  |  | 25
FixtureWaste & VentHub Drain | PL | Fixtures | Fixtures | Hub Drain | HD | WV | P | Fixture | FIX | Waste & Vent | WV | Hub Drain | HD |  | N/A | P-FIX-WV-HD- |  |  | 25
FixtureWaste & VentTrench Drain | PL | Fixtures | Fixtures | Trench Drain | TD | WV | P | Fixture | FIX | Waste & Vent | WV | Trench Drain | TD |  | N/A | P-FIX-WV-TD- |  |  | 25
FixtureWaste & VentWall Clean Out | PL | Fixtures | Fixtures | Wall Clean Out | WCO | WV | P | Fixture | FIX | Waste & Vent | WV | Wall Clean Out | WCO |  | N/A | P-FIX-WV-WCO- |  |  | 25
FixtureWaste & VentYard Clean Out | PL | Fixtures | Fixtures | Yard Clean Out | YCO | WV | P | Fixture | FIX | Waste & Vent | WV | Yard Clean Out | YCO |  | N/A | P-FIX-WV-YCO- |  |  | 25
FurnaceElectricAll120 | SM | Air Handling System Terminal Equipment | Terminal Equipment | Furnace | FUR | Other | H | Furnace | FUR | Electric | ELE | All |  | 120 | MBH | H-FUR-ELE--120 |  | HFURELE | 15
FurnaceElectricAll250 | SM | Air Handling System Terminal Equipment | Terminal Equipment | Furnace | FUR | Other | H | Furnace | FUR | Electric | ELE | All |  | 250 | MBH | H-FUR-ELE--250 |  | HFURELE | 15
FurnaceElectricAll60 | SM | Air Handling System Terminal Equipment | Terminal Equipment | Furnace | FUR | Other | H | Furnace | FUR | Electric | ELE | All |  | 60 | MBH | H-FUR-ELE--60 |  | HFURELE | 15
FurnaceGas-FiredAll120 | SM | Air Handling System Terminal Equipment | Terminal Equipment | Furnace | FUR | Other | H | Furnace | FUR | Gas-Fired | GAS | All |  | 120 | MBH | H-FUR-GAS--120 |  | HFURGAS | 18
FurnaceGas-FiredAll250 | SM | Air Handling System Terminal Equipment | Terminal Equipment | Furnace | FUR | Other | H | Furnace | FUR | Gas-Fired | GAS | All |  | 250 | MBH | H-FUR-GAS--250 |  | HFURGAS | 18
FurnaceGas-FiredAll60 | SM | Air Handling System Terminal Equipment | Terminal Equipment | Furnace | FUR | Other | H | Furnace | FUR | Gas-Fired | GAS | All |  | 60 | MBH | H-FUR-GAS--60 |  | HFURGAS | 18
Glycol FeederAllAll120 | PF | Chiller Plant, Cooling Tower Plant, Hot Water Boiler Plant | Chilled, Condenser, Heating Water | Glycol Feeder | GF | GF | H | Glycol Feeder | GF | All |  | All |  | 120 | GAL | H-GF---120 |  | HGF | 20
Glycol FeederAllAll30 | PF | Chiller Plant, Cooling Tower Plant, Hot Water Boiler Plant | Chilled, Condenser, Heating Water | Glycol Feeder | GF | GF | H | Glycol Feeder | GF | All |  | All |  | 30 | GAL | H-GF---30 |  | HGF | 20
Glycol FeederAllAll60 | PF | Chiller Plant, Cooling Tower Plant, Hot Water Boiler Plant | Chilled, Condenser, Heating Water | Glycol Feeder | GF | GF | H | Glycol Feeder | GF | All |  | All |  | 60 | GAL | H-GF---60 |  | HGF | 20
Grease InterceptorGrease InterceptorAll2 | PL | Sanitary Equipment | Sanitary Waste | Grease Interceptor | GI | GI | P | Grease Interceptor | TNK | Grease Interceptor | GI | All |  | 2 | INCHES | P-TNK-GI--2 |  | PTNKINT | 20
Grease InterceptorGrease InterceptorAll3 | PL | Sanitary Equipment | Sanitary Waste | Grease Interceptor | GI | GI | P | Grease Interceptor | TNK | Grease Interceptor | GI | All |  | 3 | INCHES | P-TNK-GI--3 |  | PTNKINT | 20
Grease InterceptorGrease InterceptorAll4 | PL | Sanitary Equipment | Sanitary Waste | Grease Interceptor | GI | GI | P | Grease Interceptor | TNK | Grease Interceptor | GI | All |  | 4 | INCHES | P-TNK-GI--4 |  | PTNKINT | 20
Grease InterceptorGrease InterceptorAll6 | PL | Sanitary Equipment | Sanitary Waste | Grease Interceptor | GI | GI | P | Grease Interceptor | TNK | Grease Interceptor | GI | All |  | 6 | INCHES | P-TNK-GI--6 |  | PTNKINT | 20
Grease TrapGrease TrapPolyethylene2 | PL | Sanitary Equipment | Sanitary Waste | Grease Trap | GT | GI | P | Grease Trap | TNK | Grease Trap | GT | Polyethylene | PLY | 2 | GAL | P-TNK-GT-PLY-2 |  | PTNKGT | 20
Grease TrapGrease TrapPolyethylene3 | PL | Sanitary Equipment | Sanitary Waste | Grease Trap | GT | GI | P | Grease Trap | TNK | Grease Trap | GT | Polyethylene | PLY | 3 | GAL | P-TNK-GT-PLY-3 |  | PTNKGT | 20
Grease TrapGrease TrapPolyethylene4 | PL | Sanitary Equipment | Sanitary Waste | Grease Trap | GT | GI | P | Grease Trap | TNK | Grease Trap | GT | Polyethylene | PLY | 4 | GAL | P-TNK-GT-PLY-4 |  | PTNKGT | 20
Grease TrapGrease TrapSteel2 | PL | Sanitary Equipment | Sanitary Waste | Grease Trap | GT | GI | P | Grease Trap | TNK | Grease Trap | GT | Steel | STL | 2 | GAL | P-TNK-GT-STL-2 |  | PTNKGT | 20
Grease TrapGrease TrapSteel3 | PL | Sanitary Equipment | Sanitary Waste | Grease Trap | GT | GI | P | Grease Trap | TNK | Grease Trap | GT | Steel | STL | 3 | GAL | P-TNK-GT-STL-3 |  | PTNKGT | 20
Grease TrapGrease TrapSteel4 | PL | Sanitary Equipment | Sanitary Waste | Grease Trap | GT | GI | P | Grease Trap | TNK | Grease Trap | GT | Steel | STL | 4 | GAL | P-TNK-GT-STL-4 |  | PTNKGT | 20
Heat Exchanger - Refrig.AllShell and Tube100 | REF | Refrigeration Equipment | Refrigeration | Heat Exchanger |  |  | R | Heat Exchanger - Refrig. | HX | All |  | Shell and Tube | ST | 100 | TONS | R-HX--ST-100 |  | RHXST | 25
Heat Exchanger - Refrig.AllShell and Tube200 | REF | Refrigeration Equipment | Refrigeration | Heat Exchanger |  |  | R | Heat Exchanger - Refrig. | HX | All |  | Shell and Tube | ST | 200 | TONS | R-HX--ST-200 |  | RHXST | 25
Heat Exchanger - Refrig.AllShell and Tube300 | REF | Refrigeration Equipment | Refrigeration | Heat Exchanger |  |  | R | Heat Exchanger - Refrig. | HX | All |  | Shell and Tube | ST | 300 | TONS | R-HX--ST-300 |  | RHXST | 25
Heat Exchanger - Refrig.AllShell and Tube400 | REF | Refrigeration Equipment | Refrigeration | Heat Exchanger |  |  | R | Heat Exchanger - Refrig. | HX | All |  | Shell and Tube | ST | 400 | TONS | R-HX--ST-400 |  | RHXST | 25
Heat Exchanger - Refrig.AllShell and Tube50 | REF | Refrigeration Equipment | Refrigeration | Heat Exchanger |  |  | R | Heat Exchanger - Refrig. | HX | All |  | Shell and Tube | ST | 50 | TONS | R-HX--ST-50 |  | RHXST | 25
Heat Exchanger - Refrig.AllShell and Tube500 | REF | Refrigeration Equipment | Refrigeration | Heat Exchanger |  |  | R | Heat Exchanger - Refrig. | HX | All |  | Shell and Tube | ST | 500 | TONS | R-HX--ST-500 |  | RHXST | 25
Heat ExchangerHydronicPlate and Frame1000 | PF | Chiller Plant, Cooling Tower Plant, Hot Water Boiler Plant | Chilled, Condenser, Heating Water | Heat Exchanger | CWHX | CWHX | H | Heat Exchanger | HX | Hydronic | HYD | Plate and Frame | PF | 1000 | GPM | H-HX-HYD-PF-1000 |  | HHXHYDPF | 20
Heat ExchangerHydronicPlate and Frame2500 | PF | Chiller Plant, Cooling Tower Plant, Hot Water Boiler Plant | Chilled, Condenser, Heating Water | Heat Exchanger | CWHX | CWHX | H | Heat Exchanger | HX | Hydronic | HYD | Plate and Frame | PF | 2500 | GPM | H-HX-HYD-PF-2500 |  | HHXHYDPF | 20
Heat ExchangerHydronicPlate and Frame300 | PF | Chiller Plant, Cooling Tower Plant, Hot Water Boiler Plant | Chilled, Condenser, Heating Water | Heat Exchanger | CWHX | CWHX | H | Heat Exchanger | HX | Hydronic | HYD | Plate and Frame | PF | 300 | GPM | H-HX-HYD-PF-300 |  | HHXHYDPF | 20
Heat ExchangerHydronicPlate and Frame50 | PF | Chiller Plant, Cooling Tower Plant, Hot Water Boiler Plant | Chilled, Condenser, Heating Water | Heat Exchanger | CWHX | CWHX | H | Heat Exchanger | HX | Hydronic | HYD | Plate and Frame | PF | 50 | GPM | H-HX-HYD-PF-50 |  | HHXHYDPF | 20
Heat ExchangerHydronicPlate and Frame5000 | PF | Chiller Plant, Cooling Tower Plant, Hot Water Boiler Plant | Chilled, Condenser, Heating Water | Heat Exchanger | CWHX | CWHX | H | Heat Exchanger | HX | Hydronic | HYD | Plate and Frame | PF | 5000 | GPM | H-HX-HYD-PF-5000 |  | HHXHYDPF | 20
Heat ExchangerHydronicPlate and Frame8000 | PF | Chiller Plant, Cooling Tower Plant, Hot Water Boiler Plant | Chilled, Condenser, Heating Water | Heat Exchanger | CWHX | CWHX | H | Heat Exchanger | HX | Hydronic | HYD | Plate and Frame | PF | 8000 | GPM | H-HX-HYD-PF-8000 |  | HHXHYDPF | 20
Heat ExchangerHydronicSHARC3000 | PF | Chiller Plant, Cooling Tower Plant, Hot Water Boiler Plant | Chilled, Condenser, Heating Water | Heat Exchanger | CWHX | CWHX | H | Heat Exchanger | HX | Hydronic | HYD | SHARC | SHC | 3000 | GPM | H-HX-HYD-SHC-3000 |  | HHXHYDOTH | 20
Heat ExchangerHydronicSHARC5000 | PF | Chiller Plant, Cooling Tower Plant, Hot Water Boiler Plant | Chilled, Condenser, Heating Water | Heat Exchanger | CWHX | CWHX | H | Heat Exchanger | HX | Hydronic | HYD | SHARC | SHC | 5000 | GPM | H-HX-HYD-SHC-5000 |  | HHXHYDOTH | 20
Heat ExchangerHydronicShell and Tube1000 | PF | Chiller Plant, Cooling Tower Plant, Hot Water Boiler Plant | Chilled, Condenser, Heating Water | Heat Exchanger | CWHX | CWHX | H | Heat Exchanger | HX | Hydronic | HYD | Shell and Tube | ST | 1000 | GPM | H-HX-HYD-ST-1000 |  | HHXHYDST | 24
Heat ExchangerHydronicShell and Tube2500 | PF | Chiller Plant, Cooling Tower Plant, Hot Water Boiler Plant | Chilled, Condenser, Heating Water | Heat Exchanger | CWHX | CWHX | H | Heat Exchanger | HX | Hydronic | HYD | Shell and Tube | ST | 2500 | GPM | H-HX-HYD-ST-2500 |  | HHXHYDST | 24
Heat ExchangerHydronicShell and Tube300 | PF | Chiller Plant, Cooling Tower Plant, Hot Water Boiler Plant | Chilled, Condenser, Heating Water | Heat Exchanger | CWHX | CWHX | H | Heat Exchanger | HX | Hydronic | HYD | Shell and Tube | ST | 300 | GPM | H-HX-HYD-ST-300 |  | HHXHYDST | 24
Heat ExchangerHydronicShell and Tube50 | PF | Chiller Plant, Cooling Tower Plant, Hot Water Boiler Plant | Chilled, Condenser, Heating Water | Heat Exchanger | CWHX | CWHX | H | Heat Exchanger | HX | Hydronic | HYD | Shell and Tube | ST | 50 | GPM | H-HX-HYD-ST-50 |  | HHXHYDST | 24
Heat ExchangerHydronicShell and Tube5000 | PF | Chiller Plant, Cooling Tower Plant, Hot Water Boiler Plant | Chilled, Condenser, Heating Water | Heat Exchanger | CWHX | CWHX | H | Heat Exchanger | HX | Hydronic | HYD | Shell and Tube | ST | 5000 | GPM | H-HX-HYD-ST-5000 |  | HHXHYDST | 24
Heat ExchangerHydronicShell and Tube8000 | PF | Chiller Plant, Cooling Tower Plant, Hot Water Boiler Plant | Chilled, Condenser, Heating Water | Heat Exchanger | CWHX | CWHX | H | Heat Exchanger | HX | Hydronic | HYD | Shell and Tube | ST | 8000 | GPM | H-HX-HYD-ST-8000 |  | HHXHYDST | 24
Heat ExchangerSteamShell and Tube1000 | PF | Steam Boiler Plant | Steam | Heat Exchanger | STHX | STHX | H | Heat Exchanger | HX | Steam | STM | Shell and Tube | ST | 1000 | GPM | H-HX-STM-ST-1000 |  | HHXSTMST | 24
Heat ExchangerSteamShell and Tube2500 | PF | Steam Boiler Plant | Steam | Heat Exchanger | STHX | STHX | H | Heat Exchanger | HX | Steam | STM | Shell and Tube | ST | 2500 | GPM | H-HX-STM-ST-2500 |  | HHXSTMST | 24
Heat ExchangerSteamShell and Tube300 | PF | Steam Boiler Plant | Steam | Heat Exchanger | STHX | STHX | H | Heat Exchanger | HX | Steam | STM | Shell and Tube | ST | 300 | GPM | H-HX-STM-ST-300 |  | HHXSTMST | 24
Heat ExchangerSteamShell and Tube50 | PF | Steam Boiler Plant | Steam | Heat Exchanger | STHX | STHX | H | Heat Exchanger | HX | Steam | STM | Shell and Tube | ST | 50 | GPM | H-HX-STM-ST-50 |  | HHXSTMST | 24
Heat ExchangerSteamShell and Tube5000 | PF | Steam Boiler Plant | Steam | Heat Exchanger | STHX | STHX | H | Heat Exchanger | HX | Steam | STM | Shell and Tube | ST | 5000 | GPM | H-HX-STM-ST-5000 |  | HHXSTMST | 24
Heat PumpAir CooledHorizontal10 | SM | Air Handling System Terminal Equipment | Terminal Equipment | Heat Pump | HP | HP | H | Heat Pump | HP | Air Cooled | AIR | Horizontal | HOR | 10 | TONS | H-HP-AIR-HOR-10 |  | HHPAIRHOR | 15
Heat PumpAir CooledHorizontal20 | SM | Air Handling System Terminal Equipment | Terminal Equipment | Heat Pump | HP | HP | H | Heat Pump | HP | Air Cooled | AIR | Horizontal | HOR | 20 | TONS | H-HP-AIR-HOR-20 |  | HHPAIRHOR | 15
Heat PumpAir CooledHorizontal40 | SM | Air Handling System Terminal Equipment | Terminal Equipment | Heat Pump | HP | HP | H | Heat Pump | HP | Air Cooled | AIR | Horizontal | HOR | 40 | TONS | H-HP-AIR-HOR-40 |  | HHPAIRHOR | 15
Heat PumpAir CooledHorizontal5 | SM | Air Handling System Terminal Equipment | Terminal Equipment | Heat Pump | HP | HP | H | Heat Pump | HP | Air Cooled | AIR | Horizontal | HOR | 5 | TONS | H-HP-AIR-HOR-5 |  | HHPAIRHOR | 15
Heat PumpAir CooledVertical10 | SM | Air Handling System Terminal Equipment | Terminal Equipment | Heat Pump | HP | HP | H | Heat Pump | HP | Air Cooled | AIR | Vertical | VER | 10 | TONS | H-HP-AIR-VER-10 |  | HHPAIRVER | 15
Heat PumpAir CooledVertical20 | SM | Air Handling System Terminal Equipment | Terminal Equipment | Heat Pump | HP | HP | H | Heat Pump | HP | Air Cooled | AIR | Vertical | VER | 20 | TONS | H-HP-AIR-VER-20 |  | HHPAIRVER | 15
Heat PumpAir CooledVertical40 | SM | Air Handling System Terminal Equipment | Terminal Equipment | Heat Pump | HP | HP | H | Heat Pump | HP | Air Cooled | AIR | Vertical | VER | 40 | TONS | H-HP-AIR-VER-40 |  | HHPAIRVER | 15
Heat PumpAir CooledVertical5 | SM | Air Handling System Terminal Equipment | Terminal Equipment | Heat Pump | HP | HP | H | Heat Pump | HP | Air Cooled | AIR | Vertical | VER | 5 | TONS | H-HP-AIR-VER-5 |  | HHPAIRVER | 15
Heat PumpWater CooledHorizontal10 | SM | Air Handling System Terminal Equipment | Terminal Equipment | Water Source Heat Pump | WSHP | WSHP | H | Heat Pump | HP | Water Cooled | WTR | Horizontal | HOR | 10 | TONS | H-HP-WTR-HOR-10 |  | HHPWTRHOR | 19
Heat PumpWater CooledHorizontal20 | SM | Air Handling System Terminal Equipment | Terminal Equipment | Water Source Heat Pump | WSHP | WSHP | H | Heat Pump | HP | Water Cooled | WTR | Horizontal | HOR | 20 | TONS | H-HP-WTR-HOR-20 |  | HHPWTRHOR | 19
Heat PumpWater CooledHorizontal40 | SM | Air Handling System Terminal Equipment | Terminal Equipment | Water Source Heat Pump | WSHP | WSHP | H | Heat Pump | HP | Water Cooled | WTR | Horizontal | HOR | 40 | TONS | H-HP-WTR-HOR-40 |  | HHPWTRHOR | 19
Heat PumpWater CooledHorizontal5 | SM | Air Handling System Terminal Equipment | Terminal Equipment | Water Source Heat Pump | WSHP | WSHP | H | Heat Pump | HP | Water Cooled | WTR | Horizontal | HOR | 5 | TONS | H-HP-WTR-HOR-5 |  | HHPWTRHOR | 19
Heat PumpWater CooledVertical10 | SM | Air Handling System Terminal Equipment | Terminal Equipment | Water Source Heat Pump | WSHP | WSHP | H | Heat Pump | HP | Water Cooled | WTR | Vertical | VER | 10 | TONS | H-HP-WTR-VER-10 |  | HHPWTRVER | 19
Heat PumpWater CooledVertical20 | SM | Air Handling System Terminal Equipment | Terminal Equipment | Water Source Heat Pump | WSHP | WSHP | H | Heat Pump | HP | Water Cooled | WTR | Vertical | VER | 20 | TONS | H-HP-WTR-VER-20 |  | HHPWTRVER | 19
Heat PumpWater CooledVertical40 | SM | Air Handling System Terminal Equipment | Terminal Equipment | Water Source Heat Pump | WSHP | WSHP | H | Heat Pump | HP | Water Cooled | WTR | Vertical | VER | 40 | TONS | H-HP-WTR-VER-40 |  | HHPWTRVER | 19
Heat PumpWater CooledVertical5 | SM | Air Handling System Terminal Equipment | Terminal Equipment | Water Source Heat Pump | WSHP | WSHP | H | Heat Pump | HP | Water Cooled | WTR | Vertical | VER | 5 | TONS | H-HP-WTR-VER-5 |  | HHPWTRVER | 19
Heat PumpWater-to-WaterAll10 | PF | Cooling Tower Plant | Domestic Water | Water-to-Water Heat Pump | HP | HP | H | Heat Pump | HP | Water-to-Water | WTW | All |  | 10 | TONS | H-HP-WTW--10 |  | HHPWTW | 19
Heat PumpWater-to-WaterAll25 | PF | Cooling Tower Plant | Domestic Water | Water-to-Water Heat Pump | HP | HP | H | Heat Pump | HP | Water-to-Water | WTW | All |  | 25 | TONS | H-HP-WTW--25 |  | HHPWTW | 19
Heat PumpWater-to-WaterAll5 | PF | Cooling Tower Plant | Domestic Water | Water-to-Water Heat Pump | HP | HP | H | Heat Pump | HP | Water-to-Water | WTW | All |  | 5 | TONS | H-HP-WTW--5 |  | HHPWTW | 19
Heat PumpWater-to-WaterAll50 | PF | Cooling Tower Plant | Domestic Water | Water-to-Water Heat Pump | HP | HP | H | Heat Pump | HP | Water-to-Water | WTW | All |  | 50 | TONS | H-HP-WTW--50 |  | HHPWTW | 19
Heat TraceElectricAll10 | PF | Chiller Plant, Cooling Tower Plant, Hot Water Boiler Plant | Chilled, Condenser, Heating Water | Heat Trace | HT | HT | H | Heat Trace | HT | Electric | ELE | All |  | 10 | kW | H-HT-ELE--10 |  |  | 20
Heat TraceElectricAll2 | PL | Sanitary Equipment, Storm Piping | Sanitary Waste, Storm | Heat Trace | HT | HT | P | Heat Trace | HT | Electric | ELE | All |  | 2 | kW | P-HT-ELE--2 |  |  | 20
Heat TraceElectricAll5 | PF | Chiller Plant, Cooling Tower Plant, Hot Water Boiler Plant | Chilled, Condenser, Heating Water | Heat Trace | HT | HT | H | Heat Trace | HT | Electric | ELE | All |  | 5 | kW | H-HT-ELE--5 |  |  | 20
Heat TraceElectricAll5 | PL | Sanitary Equipment, Storm Piping | Sanitary Waste, Storm | Heat Trace | HT | HT | P | Heat Trace | HT | Electric | ELE | All |  | 5 | kW | P-HT-ELE--5 |  |  | 20
HumidifierElectricAll10 | PF | Air Handling System Terminal Equipment | Terminal Equipment | Humidifier | DH | HUM | H | Humidifier | HUM | Electric | ELE | All |  | 10 | LBS/HR | H-HUM-ELE--10 |  | HHUMELE | 15
HumidifierElectricAll100 | PF | Air Handling System Terminal Equipment | Terminal Equipment | Humidifier | DH | HUM | H | Humidifier | HUM | Electric | ELE | All |  | 100 | LBS/HR | H-HUM-ELE--100 |  | HHUMELE | 15
HumidifierElectricAll500 | PF | Air Handling System Terminal Equipment | Terminal Equipment | Humidifier | DH | HUM | H | Humidifier | HUM | Electric | ELE | All |  | 500 | LBS/HR | H-HUM-ELE--500 |  | HHUMELE | 15
HumidifierSteamAll100 | PF | Air Handling System Terminal Equipment | Terminal Equipment | Humidifier | SH | HUM | H | Humidifier | HUM | Steam | STM | All |  | 100 | LBS/HR | H-HUM-STM--100 |  | HHUMSTM | 15
HumidifierSteamAll1000 | PF | Air Handling System Terminal Equipment | Terminal Equipment | Humidifier | SH | HUM | H | Humidifier | HUM | Steam | STM | All |  | 1000 | LBS/HR | H-HUM-STM--1000 |  | HHUMSTM | 15
Infrared Gas Fired HeaterElectricAll100 | PF | Air Handling System Terminal Equipment | Terminal Equipment | Infrared Gas Fired Heater | IRH | IRH | H | Infrared Gas Fired Heater | IRH | Electric | ELE | All |  | 100 | MBH | H-IRH-ELE--100 |  | HIRHELE | 15
Infrared Gas Fired HeaterElectricAll250 | PF | Air Handling System Terminal Equipment | Terminal Equipment | Infrared Gas Fired Heater | IRH | IRH | H | Infrared Gas Fired Heater | IRH | Electric | ELE | All |  | 250 | MBH | H-IRH-ELE--250 |  | HIRHELE | 15
Infrared Gas Fired HeaterGas-FiredAll100 | PF | Air Handling System Terminal Equipment | Terminal Equipment | Infrared Gas Fired Heater | IRH | IRH | H | Infrared Gas Fired Heater | IRH | Gas-Fired | GAS | All |  | 100 | MBH | H-IRH-GAS--100 |  | HIRHGAS | 15
Infrared Gas Fired HeaterGas-FiredAll250 | PF | Air Handling System Terminal Equipment | Terminal Equipment | Infrared Gas Fired Heater | IRH | IRH | H | Infrared Gas Fired Heater | IRH | Gas-Fired | GAS | All |  | 250 | MBH | H-IRH-GAS--250 |  | HIRHGAS | 15
Make-up Air UnitGas-FiredDirect Fired10000 | SM | Air Handling Units | Air Handling Units | Make-up Air Unit | MAU | MAU | H | Make-up Air Unit | MAU | Gas-Fired | GAS | Direct Fired | DIR | 10000 | CFM | H-MAU-GAS-DIR-10000 |  | HMAUGASDIR | 15
Make-up Air UnitGas-FiredDirect Fired20000 | SM | Air Handling Units | Air Handling Units | Make-up Air Unit | MAU | MAU | H | Make-up Air Unit | MAU | Gas-Fired | GAS | Direct Fired | DIR | 20000 | CFM | H-MAU-GAS-DIR-20000 |  | HMAUGASDIR | 15
Make-up Air UnitGas-FiredDirect Fired40000 | SM | Air Handling Units | Air Handling Units | Make-up Air Unit | MAU | MAU | H | Make-up Air Unit | MAU | Gas-Fired | GAS | Direct Fired | DIR | 40000 | CFM | H-MAU-GAS-DIR-40000 |  | HMAUGASDIR | 15
Make-up Air UnitGas-FiredDirect Fired5000 | SM | Air Handling Units | Air Handling Units | Make-up Air Unit | MAU | MAU | H | Make-up Air Unit | MAU | Gas-Fired | GAS | Direct Fired | DIR | 5000 | CFM | H-MAU-GAS-DIR-5000 |  | HMAUGASDIR | 15
Make-up Air UnitGas-FiredIndirect Fired10000 | SM | Air Handling Units | Air Handling Units | Make-up Air Unit | MAU | MAU | H | Make-up Air Unit | MAU | Gas-Fired | GAS | Indirect Fired | IDT | 10000 | CFM | H-MAU-GAS-IDT-10000 |  | HMAUGASIDT | 15
Make-up Air UnitGas-FiredIndirect Fired20000 | SM | Air Handling Units | Air Handling Units | Make-up Air Unit | MAU | MAU | H | Make-up Air Unit | MAU | Gas-Fired | GAS | Indirect Fired | IDT | 20000 | CFM | H-MAU-GAS-IDT-20000 |  | HMAUGASIDT | 15
Make-up Air UnitGas-FiredIndirect Fired40000 | SM | Air Handling Units | Air Handling Units | Make-up Air Unit | MAU | MAU | H | Make-up Air Unit | MAU | Gas-Fired | GAS | Indirect Fired | IDT | 40000 | CFM | H-MAU-GAS-IDT-40000 |  | HMAUGASIDT | 15
Make-up Air UnitGas-FiredIndirect Fired5000 | SM | Air Handling Units | Air Handling Units | Make-up Air Unit | MAU | MAU | H | Make-up Air Unit | MAU | Gas-Fired | GAS | Indirect Fired | IDT | 5000 | CFM | H-MAU-GAS-IDT-5000 |  | HMAUGASIDT | 15
Pot FeederBladderFloor Mounted20 | PF | Chiller Plant, Cooling Tower Plant, Hot Water Boiler Plant | Chilled, Condenser, Heating Water | Pot Feeder | PF | PF | H | Pot Feeder | POT | Bladder | BLD | Floor Mounted | FLR | 20 | GAL | H-POT-BLD-FLR-20 |  | HPOT | 20
Pot FeederBladderFloor Mounted50 | PF | Chiller Plant, Cooling Tower Plant, Hot Water Boiler Plant | Chilled, Condenser, Heating Water | Pot Feeder | PF | PF | H | Pot Feeder | POT | Bladder | BLD | Floor Mounted | FLR | 50 | GAL | H-POT-BLD-FLR-50 |  | HPOT | 20
Pot FeederBladderIn-Line10 | PF | Chiller Plant, Cooling Tower Plant, Hot Water Boiler Plant | Chilled, Condenser, Heating Water | Pot Feeder | PF | PF | H | Pot Feeder | POT | Bladder | BLD | In-Line | INL | 10 | GAL | H-POT-BLD-INL-10 |  | HPOT | 20
Pot FeederBladderIn-Line2 | PF | Chiller Plant, Cooling Tower Plant, Hot Water Boiler Plant | Chilled, Condenser, Heating Water | Pot Feeder | PF | PF | H | Pot Feeder | POT | Bladder | BLD | In-Line | INL | 2 | GAL | H-POT-BLD-INL-2 |  | HPOT | 20
Pot FeederWithout BladderFloor Mounted10 | PF | Chiller Plant, Cooling Tower Plant, Hot Water Boiler Plant | Chilled, Condenser, Heating Water | Pot Feeder | PF | PF | H | Pot Feeder | POT | Without Bladder | NOB | Floor Mounted | FLR | 10 | GAL | H-POT-NOB-FLR-10 |  | HPOT | 20
Pot FeederWithout BladderFloor Mounted20 | PF | Chiller Plant, Cooling Tower Plant, Hot Water Boiler Plant | Chilled, Condenser, Heating Water | Pot Feeder | PF | PF | H | Pot Feeder | POT | Without Bladder | NOB | Floor Mounted | FLR | 20 | GAL | H-POT-NOB-FLR-20 |  | HPOT | 20
Pot FeederWithout BladderFloor Mounted50 | PF | Chiller Plant, Cooling Tower Plant, Hot Water Boiler Plant | Chilled, Condenser, Heating Water | Pot Feeder | PF | PF | H | Pot Feeder | POT | Without Bladder | NOB | Floor Mounted | FLR | 50 | GAL | H-POT-NOB-FLR-50 |  | HPOT | 20
Pot FeederWithout BladderIn-Line10 | PF | Chiller Plant, Cooling Tower Plant, Hot Water Boiler Plant | Chilled, Condenser, Heating Water | Pot Feeder | PF | PF | H | Pot Feeder | POT | Without Bladder | NOB | In-Line | INL | 10 | GAL | H-POT-NOB-INL-10 |  | HPOT | 20
Pot FeederWithout BladderIn-Line2 | PF | Chiller Plant, Cooling Tower Plant, Hot Water Boiler Plant | Chilled, Condenser, Heating Water | Pot Feeder | PF | PF | H | Pot Feeder | POT | Without Bladder | NOB | In-Line | INL | 2 | GAL | H-POT-NOB-INL-2 |  | HPOT | 20
PTACHot WaterAll1500 | SM | Air Handling System Terminal Equipment | Terminal Equipment | PTAC | PTAC | Other | H | PTAC | PTAC | Hot Water | HW | All |  | 1500 | CFM | H-PTAC-HW--1500 |  | HPTACHW | 15
PTACHot WaterAll3000 | SM | Air Handling System Terminal Equipment | Terminal Equipment | PTAC | PTAC | Other | H | PTAC | PTAC | Hot Water | HW | All |  | 3000 | CFM | H-PTAC-HW--3000 |  | HPTACHW | 15
PTACHot WaterAll500 | SM | Air Handling System Terminal Equipment | Terminal Equipment | PTAC | PTAC | Other | H | PTAC | PTAC | Hot Water | HW | All |  | 500 | CFM | H-PTAC-HW--500 |  | HPTACHW | 15
PumpCondensateDuplex200 | PF | Steam Boiler Plant | Steam | Condensate Receiver w/Pump | CP | CP | H | Pump | PMP | Condensate | CND | Duplex | DPX | 200 | GAL | H-PMP-CND-DPX-200 |  | HPMPCNDDPX | 15
PumpCondensateDuplex350 | PF | Steam Boiler Plant | Steam | Condensate Receiver w/Pump | CP | CP | H | Pump | PMP | Condensate | CND | Duplex | DPX | 350 | GAL | H-PMP-CND-DPX-350 |  | HPMPCNDDPX | 15
PumpCondensateDuplex500 | PF | Steam Boiler Plant | Steam | Condensate Receiver w/Pump | CP | CP | H | Pump | PMP | Condensate | CND | Duplex | DPX | 500 | GAL | H-PMP-CND-DPX-500 |  | HPMPCNDDPX | 15
PumpCondensateSimplex100 | PF | Steam Boiler Plant | Steam | Condensate Receiver w/Pump | CP | CP | H | Pump | PMP | Condensate | CND | Simplex | SPX | 100 | GAL | H-PMP-CND-SPX-100 |  | HPMPCNDSPX | 15
PumpCondensateSimplex50 | PF | Steam Boiler Plant | Steam | Condensate Receiver w/Pump | CP | CP | H | Pump | PMP | Condensate | CND | Simplex | SPX | 50 | GAL | H-PMP-CND-SPX-50 |  | HPMPCNDSPX | 15
PumpElectronic MeteringAll0.2 | PF | Chiller Plant, Cooling Tower Plant, Hot Water Boiler Plant | Chilled, Condenser, Heating Water | Hydronic Pump | CHWP | CHWP | H | Pump | PMP | Electronic Metering | EMR | All |  | 0.2 | GPD | H-PMP-EMR--0.2 |  |  | 10
PumpEnd SuctionAll10 | PF | Chiller Plant, Cooling Tower Plant, Hot Water Boiler Plant | Chilled, Condenser, Heating Water | Hydronic Pump | CHWP | CHWP | H | Pump | PMP | End Suction | ES | All |  | 10 | HP | H-PMP-ES--10 |  | HPMPES | 20
PumpEnd SuctionAll100 | PF | Chiller Plant, Cooling Tower Plant, Hot Water Boiler Plant | Chilled, Condenser, Heating Water | Hydronic Pump | CHWP | CHWP | H | Pump | PMP | End Suction | ES | All |  | 100 | HP | H-PMP-ES--100 |  | HPMPES | 20
PumpEnd SuctionAll25 | PF | Chiller Plant, Cooling Tower Plant, Hot Water Boiler Plant | Chilled, Condenser, Heating Water | Hydronic Pump | CHWP | CHWP | H | Pump | PMP | End Suction | ES | All |  | 25 | HP | H-PMP-ES--25 |  | HPMPES | 20
PumpEnd SuctionAll40 | PF | Chiller Plant, Cooling Tower Plant, Hot Water Boiler Plant | Chilled, Condenser, Heating Water | Hydronic Pump | CHWP | CHWP | H | Pump | PMP | End Suction | ES | All |  | 40 | HP | H-PMP-ES--40 |  | HPMPES | 20
PumpEnd SuctionAll5 | PF | Chiller Plant, Cooling Tower Plant, Hot Water Boiler Plant | Chilled, Condenser, Heating Water | Hydronic Pump | CHWP | CHWP | H | Pump | PMP | End Suction | ES | All |  | 5 | HP | H-PMP-ES--5 |  | HPMPES | 20
PumpEnd SuctionAll50 | PF | Chiller Plant, Cooling Tower Plant, Hot Water Boiler Plant | Chilled, Condenser, Heating Water | Hydronic Pump | CHWP | CHWP | H | Pump | PMP | End Suction | ES | All |  | 50 | HP | H-PMP-ES--50 |  | HPMPES | 20
PumpEnd SuctionAll60 | PF | Chiller Plant, Cooling Tower Plant, Hot Water Boiler Plant | Chilled, Condenser, Heating Water | Hydronic Pump | CHWP | CHWP | H | Pump | PMP | End Suction | ES | All |  | 60 | HP | H-PMP-ES--60 |  | HPMPES | 20
PumpEnd SuctionAll75 | PF | Chiller Plant, Cooling Tower Plant, Hot Water Boiler Plant | Chilled, Condenser, Heating Water | Hydronic Pump | CHWP | CHWP | H | Pump | PMP | End Suction | ES | All |  | 75 | HP | H-PMP-ES--75 |  | HPMPES | 20
PumpFuel OilAll10 | PF | Fuel Oil Piping and Equipment | Fuel Oil | Fuel Oil Pump |  |  | H | Pump | PMP | Fuel Oil | OIL | All |  | 10 | GPM | H-PMP-OIL--10 |  | HPMPOIL | 15
PumpFuel OilAll2 | PF | Fuel Oil Piping and Equipment | Fuel Oil | Fuel Oil Pump |  |  | H | Pump | PMP | Fuel Oil | OIL | All |  | 2 | GPM | H-PMP-OIL--2 |  | HPMPOIL | 15
PumpInlineAll1 | PF | Chiller Plant, Cooling Tower Plant, Hot Water Boiler Plant | Chilled, Condenser, Heating Water | Hydronic Pump | CHWP | CHWP | H | Pump | PMP | Inline | INL | All |  | 1 | HP | H-PMP-INL--1 |  | HPMPINL | 10
PumpInlineAll10 | PF | Chiller Plant, Cooling Tower Plant, Hot Water Boiler Plant | Chilled, Condenser, Heating Water | Hydronic Pump | CHWP | CHWP | H | Pump | PMP | Inline | INL | All |  | 10 | HP | H-PMP-INL--10 |  | HPMPINL | 10
PumpInlineAll100 | PF | Chiller Plant, Cooling Tower Plant, Hot Water Boiler Plant | Chilled, Condenser, Heating Water | Hydronic Pump | CHWP | CHWP | H | Pump | PMP | Inline | INL | All |  | 100 | HP | H-PMP-INL--100 |  | HPMPINL | 10
PumpInlineAll2 | PF | Chiller Plant, Cooling Tower Plant, Hot Water Boiler Plant | Chilled, Condenser, Heating Water | Hydronic Pump | CHWP | CHWP | H | Pump | PMP | Inline | INL | All |  | 2 | HP | H-PMP-INL--2 |  | HPMPINL | 10
PumpInlineAll20 | PF | Chiller Plant, Cooling Tower Plant, Hot Water Boiler Plant | Chilled, Condenser, Heating Water | Hydronic Pump | CHWP | CHWP | H | Pump | PMP | Inline | INL | All |  | 20 | HP | H-PMP-INL--20 |  | HPMPINL | 10
PumpInlineAll40 | PF | Chiller Plant, Cooling Tower Plant, Hot Water Boiler Plant | Chilled, Condenser, Heating Water | Hydronic Pump | CHWP | CHWP | H | Pump | PMP | Inline | INL | All |  | 40 | HP | H-PMP-INL--40 |  | HPMPINL | 10
PumpInlineAll5 | PF | Chiller Plant, Cooling Tower Plant, Hot Water Boiler Plant | Chilled, Condenser, Heating Water | Hydronic Pump | CHWP | CHWP | H | Pump | PMP | Inline | INL | All |  | 5 | HP | H-PMP-INL--5 |  | HPMPINL | 10
PumpInlineAll50 | PF | Chiller Plant, Cooling Tower Plant, Hot Water Boiler Plant | Chilled, Condenser, Heating Water | Hydronic Pump | CHWP | CHWP | H | Pump | PMP | Inline | INL | All |  | 50 | HP | H-PMP-INL--50 |  | HPMPINL | 10
PumpInlineAll60 | PF | Chiller Plant, Cooling Tower Plant, Hot Water Boiler Plant | Chilled, Condenser, Heating Water | Hydronic Pump | CHWP | CHWP | H | Pump | PMP | Inline | INL | All |  | 60 | HP | H-PMP-INL--60 |  | HPMPINL | 10
PumpInlineAll75 | PF | Chiller Plant, Cooling Tower Plant, Hot Water Boiler Plant | Chilled, Condenser, Heating Water | Hydronic Pump | CHWP | CHWP | H | Pump | PMP | Inline | INL | All |  | 75 | HP | H-PMP-INL--75 |  | HPMPINL | 10
PumpInlineDomestic Water0.5 | PL | Domestic Water Plant | Domestic Water | Domestic Water Circ Pump | DWP | DWP | P | Pump | PMP | Inline | INL | Domestic Water | DW | 0.5 | HP | P-PMP-INL-DW-0.5 |  | HPMPINL | 10
PumpInlineDomestic Water1 | PL | Domestic Water Plant | Domestic Water | Domestic Water Circ Pump | DWP | DWP | P | Pump | PMP | Inline | INL | Domestic Water | DW | 1 | HP | P-PMP-INL-DW-1 |  | HPMPINL | 10
PumpInlineDomestic Water10 | PL | Domestic Water Plant | Domestic Water | Domestic Water Circ Pump | DWP | DWP | P | Pump | PMP | Inline | INL | Domestic Water | DW | 10 | HP | P-PMP-INL-DW-10 |  | HPMPINL | 10
PumpInlineDomestic Water3 | PL | Domestic Water Plant | Domestic Water | Domestic Water Circ Pump | DWP | DWP | P | Pump | PMP | Inline | INL | Domestic Water | DW | 3 | HP | P-PMP-INL-DW-3 |  | HPMPINL | 10
PumpInlineDomestic Water5 | PL | Domestic Water Plant | Domestic Water | Domestic Water Circ Pump | DWP | DWP | P | Pump | PMP | Inline | INL | Domestic Water | DW | 5 | HP | P-PMP-INL-DW-5 |  | HPMPINL | 10
PumpSewage Ejector PumpDuplex10 | PL | Sanitary Equipment | Sanitary Waste | Sewage Ejector Pump | SEP | SEP | P | Pump | PMP | Sewage Ejector Pump | SEP | Duplex | DPX | 10 | HP | P-PMP-SEP-DPX-10 |  | PPMPSEPDPX | 15
PumpSewage Ejector PumpDuplex2 | PL | Sanitary Equipment | Sanitary Waste | Sewage Ejector Pump | SEP | SEP | P | Pump | PMP | Sewage Ejector Pump | SEP | Duplex | DPX | 2 | HP | P-PMP-SEP-DPX-2 |  | PPMPSEPDPX | 15
PumpSewage Ejector PumpGrinder Only10 | PL | Sanitary Equipment | Sanitary Waste | Sewage Ejector Pump | SEP | SEP | P | Pump | PMP | Sewage Ejector Pump | SEP | Grinder Only | GDR | 10 | HP | P-PMP-SEP-GDR-10 |  | PPMPSEPGDR | 15
PumpSewage Ejector PumpGrinder Only2 | PL | Sanitary Equipment | Sanitary Waste | Sewage Ejector Pump | SEP | SEP | P | Pump | PMP | Sewage Ejector Pump | SEP | Grinder Only | GDR | 2 | HP | P-PMP-SEP-GDR-2 |  | PPMPSEPGDR | 15
PumpSewage Ejector PumpSimplex10 | PL | Sanitary Equipment | Sanitary Waste | Sewage Ejector Pump | SEP | SEP | P | Pump | PMP | Sewage Ejector Pump | SEP | Simplex | SPX | 10 | HP | P-PMP-SEP-SPX-10 |  | PPMPSEPSPX | 15
PumpSewage Ejector PumpSimplex2 | PL | Sanitary Equipment | Sanitary Waste | Sewage Ejector Pump | SEP | SEP | P | Pump | PMP | Sewage Ejector Pump | SEP | Simplex | SPX | 2 | HP | P-PMP-SEP-SPX-2 |  | PPMPSEPSPX | 15
PumpSplit CaseAll10 | PF | Chiller Plant, Cooling Tower Plant, Hot Water Boiler Plant | Chilled, Condenser, Heating Water | Hydronic Pump | CHWP | CHWP | H | Pump | PMP | Split Case | SC | All |  | 10 | HP | H-PMP-SC--10 |  | HPMPSC | 20
PumpSplit CaseAll100 | PF | Chiller Plant, Cooling Tower Plant, Hot Water Boiler Plant | Chilled, Condenser, Heating Water | Hydronic Pump | CHWP | CHWP | H | Pump | PMP | Split Case | SC | All |  | 100 | HP | H-PMP-SC--100 |  | HPMPSC | 20
PumpSplit CaseAll25 | PF | Chiller Plant, Cooling Tower Plant, Hot Water Boiler Plant | Chilled, Condenser, Heating Water | Hydronic Pump | CHWP | CHWP | H | Pump | PMP | Split Case | SC | All |  | 25 | HP | H-PMP-SC--25 |  | HPMPSC | 20
PumpSplit CaseAll40 | PF | Chiller Plant, Cooling Tower Plant, Hot Water Boiler Plant | Chilled, Condenser, Heating Water | Hydronic Pump | CHWP | CHWP | H | Pump | PMP | Split Case | SC | All |  | 40 | HP | H-PMP-SC--40 |  | HPMPSC | 20
PumpSplit CaseAll50 | PF | Chiller Plant, Cooling Tower Plant, Hot Water Boiler Plant | Chilled, Condenser, Heating Water | Hydronic Pump | CHWP | CHWP | H | Pump | PMP | Split Case | SC | All |  | 50 | HP | H-PMP-SC--50 |  | HPMPSC | 20
PumpSplit CaseAll60 | PF | Chiller Plant, Cooling Tower Plant, Hot Water Boiler Plant | Chilled, Condenser, Heating Water | Hydronic Pump | CHWP | CHWP | H | Pump | PMP | Split Case | SC | All |  | 60 | HP | H-PMP-SC--60 |  | HPMPSC | 20
PumpSplit CaseAll75 | PF | Chiller Plant, Cooling Tower Plant, Hot Water Boiler Plant | Chilled, Condenser, Heating Water | Hydronic Pump | CHWP | CHWP | H | Pump | PMP | Split Case | SC | All |  | 75 | HP | H-PMP-SC--75 |  | HPMPSC | 20
PumpSteamFeedwater100 | PF | Steam Boiler Plant | Steam | Feedwater Systems w/Pumps |  |  | H | Pump | PMP | Steam | STM | Feedwater | FDW | 100 | GAL | H-PMP-STM-FDW-100 |  | HPMPSTMFDW | 15
PumpSteamFeedwater200 | PF | Steam Boiler Plant | Steam | Feedwater Systems w/Pumps |  |  | H | Pump | PMP | Steam | STM | Feedwater | FDW | 200 | GAL | H-PMP-STM-FDW-200 |  | HPMPSTMFDW | 15
PumpSteamFeedwater350 | PF | Steam Boiler Plant | Steam | Feedwater Systems w/Pumps |  |  | H | Pump | PMP | Steam | STM | Feedwater | FDW | 350 | GAL | H-PMP-STM-FDW-350 |  | HPMPSTMFDW | 15
PumpSteamFeedwater500 | PF | Steam Boiler Plant | Steam | Feedwater Systems w/Pumps |  |  | H | Pump | PMP | Steam | STM | Feedwater | FDW | 500 | GAL | H-PMP-STM-FDW-500 |  | HPMPSTMFDW | 15
PumpSump PumpDuplex10 | PL | Sanitary Equipment | Sanitary Waste | Elevator Sump Pump | ESP | ESP | P | Pump | PMP | Sump Pump | SP | Duplex | DPX | 10 | HP | P-PMP-SP-DPX-10 |  | PPMPSPDPX | 10
PumpSump PumpDuplex2 | PL | Sanitary Equipment | Sanitary Waste | Elevator Sump Pump | ESP | ESP | P | Pump | PMP | Sump Pump | SP | Duplex | DPX | 2 | HP | P-PMP-SP-DPX-2 |  | PPMPSPDPX | 10
PumpSump PumpSimplex10 | PL | Sanitary Equipment | Sanitary Waste | Elevator Sump Pump | ESP | ESP | P | Pump | PMP | Sump Pump | SP | Simplex | SPX | 10 | HP | P-PMP-SP-SPX-10 |  | PPMPSPSPX | 10
PumpSump PumpSimplex2 | PL | Sanitary Equipment | Sanitary Waste | Elevator Sump Pump | ESP | ESP | P | Pump | PMP | Sump Pump | SP | Simplex | SPX | 2 | HP | P-PMP-SP-SPX-2 |  | PPMPSPSPX | 10
PumpVertical TurbineAll10 | PF | Chiller Plant, Cooling Tower Plant, Hot Water Boiler Plant | Chilled, Condenser, Heating Water | Hydronic Pump | CHWP | CHWP | H | Pump | PMP | Vertical Turbine | VT | All |  | 10 | HP | H-PMP-VT--10 |  | HPMPVT | 20
PumpVertical TurbineAll100 | PF | Chiller Plant, Cooling Tower Plant, Hot Water Boiler Plant | Chilled, Condenser, Heating Water | Hydronic Pump | CHWP | CHWP | H | Pump | PMP | Vertical Turbine | VT | All |  | 100 | HP | H-PMP-VT--100 |  | HPMPVT | 20
PumpVertical TurbineAll25 | PF | Chiller Plant, Cooling Tower Plant, Hot Water Boiler Plant | Chilled, Condenser, Heating Water | Hydronic Pump | CHWP | CHWP | H | Pump | PMP | Vertical Turbine | VT | All |  | 25 | HP | H-PMP-VT--25 |  | HPMPVT | 20
PumpVertical TurbineAll40 | PF | Chiller Plant, Cooling Tower Plant, Hot Water Boiler Plant | Chilled, Condenser, Heating Water | Hydronic Pump | CHWP | CHWP | H | Pump | PMP | Vertical Turbine | VT | All |  | 40 | HP | H-PMP-VT--40 |  | HPMPVT | 20
PumpVertical TurbineAll50 | PF | Chiller Plant, Cooling Tower Plant, Hot Water Boiler Plant | Chilled, Condenser, Heating Water | Hydronic Pump | CHWP | CHWP | H | Pump | PMP | Vertical Turbine | VT | All |  | 50 | HP | H-PMP-VT--50 |  | HPMPVT | 20
PumpVertical TurbineAll60 | PF | Chiller Plant, Cooling Tower Plant, Hot Water Boiler Plant | Chilled, Condenser, Heating Water | Hydronic Pump | CHWP | CHWP | H | Pump | PMP | Vertical Turbine | VT | All |  | 60 | HP | H-PMP-VT--60 |  | HPMPVT | 20
PumpVertical TurbineAll75 | PF | Chiller Plant, Cooling Tower Plant, Hot Water Boiler Plant | Chilled, Condenser, Heating Water | Hydronic Pump | CHWP | CHWP | H | Pump | PMP | Vertical Turbine | VT | All |  | 75 | HP | H-PMP-VT--75 |  | HPMPVT | 20
Radiant PanelElectricCeiling Mounted100 | PF | Air Handling System Terminal Equipment | Terminal Equipment | Radiant Panel | RP | RP | H | Radiant Panel | RP | Electric | ELE | Ceiling Mounted | CLG | 100 | MBH | H-RP-ELE-CLG-100 |  | HRP | 10
Radiant PanelElectricCeiling Mounted50 | PF | Air Handling System Terminal Equipment | Terminal Equipment | Radiant Panel | RP | RP | H | Radiant Panel | RP | Electric | ELE | Ceiling Mounted | CLG | 50 | MBH | H-RP-ELE-CLG-50 |  | HRP | 10
Radiant PanelHot WaterCeiling Mounted100 | PF | Air Handling System Terminal Equipment | Terminal Equipment | Radiant Panel | RP | RP | H | Radiant Panel | RP | Hot Water | HW | Ceiling Mounted | CLG | 100 | MBH | H-RP-HW-CLG-100 |  | HRP | 20
Radiant PanelHot WaterCeiling Mounted50 | PF | Air Handling System Terminal Equipment | Terminal Equipment | Radiant Panel | RP | RP | H | Radiant Panel | RP | Hot Water | HW | Ceiling Mounted | CLG | 50 | MBH | H-RP-HW-CLG-50 |  | HRP | 20
Return Air UnitIndoorPackaged10000 | SM | Air Handling Units | Air Handling Units | Return Air Unit | RAU | AHU | H | Return Air Unit | RAU | Indoor | IND | Packaged | PKG | 10000 | CFM | H-RAU-IND-PKG-10000 |  | HAHUOTHPKG | 20
Return Air UnitIndoorPackaged20000 | SM | Air Handling Units | Air Handling Units | Return Air Unit | RAU | AHU | H | Return Air Unit | RAU | Indoor | IND | Packaged | PKG | 20000 | CFM | H-RAU-IND-PKG-20000 |  | HAHUOTHPKG | 20
Return Air UnitIndoorPackaged40000 | SM | Air Handling Units | Air Handling Units | Return Air Unit | RAU | AHU | H | Return Air Unit | RAU | Indoor | IND | Packaged | PKG | 40000 | CFM | H-RAU-IND-PKG-40000 |  | HAHUOTHPKG | 20
Return Air UnitIndoorPackaged5000 | SM | Air Handling Units | Air Handling Units | Return Air Unit | RAU | AHU | H | Return Air Unit | RAU | Indoor | IND | Packaged | PKG | 5000 | CFM | H-RAU-IND-PKG-5000 |  | HAHUOTHPKG | 20
Return Air UnitIndoorPackaged60000 | SM | Air Handling Units | Air Handling Units | Return Air Unit | RAU | AHU | H | Return Air Unit | RAU | Indoor | IND | Packaged | PKG | 60000 | CFM | H-RAU-IND-PKG-60000 |  | HAHUOTHPKG | 20
Roof Top UnitChilled Water, Heating WaterCustom120 | SM | Air Handling Units | Air Handling Units | Roof Top Unit | RTU | RTU | H | Roof Top Unit | RTU | Chilled Water, Heating Water | CHW | Custom | CST | 120 | TONS | H-RTU-CHW-CST-120 |  | HRTUCHWCST | 20
Roof Top UnitChilled Water, Heating WaterCustom15 | SM | Air Handling Units | Air Handling Units | Roof Top Unit | RTU | RTU | H | Roof Top Unit | RTU | Chilled Water, Heating Water | CHW | Custom | CST | 15 | TONS | H-RTU-CHW-CST-15 |  | HRTUCHWCST | 20
Roof Top UnitChilled Water, Heating WaterCustom150 | SM | Air Handling Units | Air Handling Units | Roof Top Unit | RTU | RTU | H | Roof Top Unit | RTU | Chilled Water, Heating Water | CHW | Custom | CST | 150 | TONS | H-RTU-CHW-CST-150 |  | HRTUCHWCST | 20
Roof Top UnitChilled Water, Heating WaterCustom30 | SM | Air Handling Units | Air Handling Units | Roof Top Unit | RTU | RTU | H | Roof Top Unit | RTU | Chilled Water, Heating Water | CHW | Custom | CST | 30 | TONS | H-RTU-CHW-CST-30 |  | HRTUCHWCST | 20
Roof Top UnitChilled Water, Heating WaterCustom5 | SM | Air Handling Units | Air Handling Units | Roof Top Unit | RTU | RTU | H | Roof Top Unit | RTU | Chilled Water, Heating Water | CHW | Custom | CST | 5 | TONS | H-RTU-CHW-CST-5 |  | HRTUCHWCST | 20
Roof Top UnitChilled Water, Heating WaterCustom60 | SM | Air Handling Units | Air Handling Units | Roof Top Unit | RTU | RTU | H | Roof Top Unit | RTU | Chilled Water, Heating Water | CHW | Custom | CST | 60 | TONS | H-RTU-CHW-CST-60 |  | HRTUCHWCST | 20
Roof Top UnitChilled Water, Heating WaterCustom90 | SM | Air Handling Units | Air Handling Units | Roof Top Unit | RTU | RTU | H | Roof Top Unit | RTU | Chilled Water, Heating Water | CHW | Custom | CST | 90 | TONS | H-RTU-CHW-CST-90 |  | HRTUCHWCST | 20
Roof Top UnitChilled Water, Heating WaterPackaged120 | SM | Air Handling Units | Air Handling Units | Roof Top Unit | RTU | RTU | H | Roof Top Unit | RTU | Chilled Water, Heating Water | CHW | Packaged | PKG | 120 | TONS | H-RTU-CHW-PKG-120 |  | HRTUCHWPKG | 20
Roof Top UnitChilled Water, Heating WaterPackaged15 | SM | Air Handling Units | Air Handling Units | Roof Top Unit | RTU | RTU | H | Roof Top Unit | RTU | Chilled Water, Heating Water | CHW | Packaged | PKG | 15 | TONS | H-RTU-CHW-PKG-15 |  | HRTUCHWPKG | 20
Roof Top UnitChilled Water, Heating WaterPackaged150 | SM | Air Handling Units | Air Handling Units | Roof Top Unit | RTU | RTU | H | Roof Top Unit | RTU | Chilled Water, Heating Water | CHW | Packaged | PKG | 150 | TONS | H-RTU-CHW-PKG-150 |  | HRTUCHWPKG | 20
Roof Top UnitChilled Water, Heating WaterPackaged200 | SM | Air Handling Units | Air Handling Units | Roof Top Unit | RTU | RTU | H | Roof Top Unit | RTU | Chilled Water, Heating Water | CHW | Packaged | PKG | 200 | TONS | H-RTU-CHW-PKG-200 |  | HRTUCHWPKG | 20
Roof Top UnitChilled Water, Heating WaterPackaged200 | SM | Air Handling Units | Air Handling Units | Roof Top Unit | RTU | RTU | H | Roof Top Unit | RTU | Chilled Water, Heating Water | CHW | Packaged | PKG | 200 | TONS | H-RTU-CHW-PKG-200 |  | HRTUCHWPKG | 20
Roof Top UnitChilled Water, Heating WaterPackaged30 | SM | Air Handling Units | Air Handling Units | Roof Top Unit | RTU | RTU | H | Roof Top Unit | RTU | Chilled Water, Heating Water | CHW | Packaged | PKG | 30 | TONS | H-RTU-CHW-PKG-30 |  | HRTUCHWPKG | 20
Roof Top UnitChilled Water, Heating WaterPackaged5 | SM | Air Handling Units | Air Handling Units | Roof Top Unit | RTU | RTU | H | Roof Top Unit | RTU | Chilled Water, Heating Water | CHW | Packaged | PKG | 5 | TONS | H-RTU-CHW-PKG-5 |  | HRTUCHWPKG | 20
Roof Top UnitChilled Water, Heating WaterPackaged60 | SM | Air Handling Units | Air Handling Units | Roof Top Unit | RTU | RTU | H | Roof Top Unit | RTU | Chilled Water, Heating Water | CHW | Packaged | PKG | 60 | TONS | H-RTU-CHW-PKG-60 |  | HRTUCHWPKG | 20
Roof Top UnitChilled Water, Heating WaterPackaged90 | SM | Air Handling Units | Air Handling Units | Roof Top Unit | RTU | RTU | H | Roof Top Unit | RTU | Chilled Water, Heating Water | CHW | Packaged | PKG | 90 | TONS | H-RTU-CHW-PKG-90 |  | HRTUCHWPKG | 20
Roof Top UnitDX, Gas-FiredCustom120 | SM | Air Handling Units | Air Handling Units | Roof Top Unit | RTU | RTU | H | Roof Top Unit | RTU | DX, Gas-Fired | DXG | Custom | CST | 120 | TONS | H-RTU-DXG-CST-120 |  | HRTUDXGCST | 15
Roof Top UnitDX, Gas-FiredCustom15 | SM | Air Handling Units | Air Handling Units | Roof Top Unit | RTU | RTU | H | Roof Top Unit | RTU | DX, Gas-Fired | DXG | Custom | CST | 15 | TONS | H-RTU-DXG-CST-15 |  | HRTUDXGCST | 15
Roof Top UnitDX, Gas-FiredCustom150 | SM | Air Handling Units | Air Handling Units | Roof Top Unit | RTU | RTU | H | Roof Top Unit | RTU | DX, Gas-Fired | DXG | Custom | CST | 150 | TONS | H-RTU-DXG-CST-150 |  | HRTUDXGCST | 15
Roof Top UnitDX, Gas-FiredCustom200 | SM | Air Handling Units | Air Handling Units | Roof Top Unit | RTU | RTU | H | Roof Top Unit | RTU | DX, Gas-Fired | DXG | Custom | CST | 200 | TONS | H-RTU-DXG-CST-200 |  | HRTUDXGCST | 15
Roof Top UnitDX, Gas-FiredCustom30 | SM | Air Handling Units | Air Handling Units | Roof Top Unit | RTU | RTU | H | Roof Top Unit | RTU | DX, Gas-Fired | DXG | Custom | CST | 30 | TONS | H-RTU-DXG-CST-30 |  | HRTUDXGCST | 15
Roof Top UnitDX, Gas-FiredCustom5 | SM | Air Handling Units | Air Handling Units | Roof Top Unit | RTU | RTU | H | Roof Top Unit | RTU | DX, Gas-Fired | DXG | Custom | CST | 5 | TONS | H-RTU-DXG-CST-5 |  | HRTUDXGCST | 15
Roof Top UnitDX, Gas-FiredCustom60 | SM | Air Handling Units | Air Handling Units | Roof Top Unit | RTU | RTU | H | Roof Top Unit | RTU | DX, Gas-Fired | DXG | Custom | CST | 60 | TONS | H-RTU-DXG-CST-60 |  | HRTUDXGCST | 15
Roof Top UnitDX, Gas-FiredCustom90 | SM | Air Handling Units | Air Handling Units | Roof Top Unit | RTU | RTU | H | Roof Top Unit | RTU | DX, Gas-Fired | DXG | Custom | CST | 90 | TONS | H-RTU-DXG-CST-90 |  | HRTUDXGCST | 15
Roof Top UnitDX, Gas-FiredPackaged120 | SM | Air Handling Units | Air Handling Units | Roof Top Unit | RTU | RTU | H | Roof Top Unit | RTU | DX, Gas-Fired | DXG | Packaged | PKG | 120 | TONS | H-RTU-DXG-PKG-120 |  | HRTUDXGPKG | 15
Roof Top UnitDX, Gas-FiredPackaged15 | SM | Air Handling Units | Air Handling Units | Roof Top Unit | RTU | RTU | H | Roof Top Unit | RTU | DX, Gas-Fired | DXG | Packaged | PKG | 15 | TONS | H-RTU-DXG-PKG-15 |  | HRTUDXGPKG | 15
Roof Top UnitDX, Gas-FiredPackaged150 | SM | Air Handling Units | Air Handling Units | Roof Top Unit | RTU | RTU | H | Roof Top Unit | RTU | DX, Gas-Fired | DXG | Packaged | PKG | 150 | TONS | H-RTU-DXG-PKG-150 |  | HRTUDXGPKG | 15
Roof Top UnitDX, Gas-FiredPackaged200 | SM | Air Handling Units | Air Handling Units | Roof Top Unit | RTU | RTU | H | Roof Top Unit | RTU | DX, Gas-Fired | DXG | Packaged | PKG | 200 | TONS | H-RTU-DXG-PKG-200 |  | HRTUDXGPKG | 15
Roof Top UnitDX, Gas-FiredPackaged30 | SM | Air Handling Units | Air Handling Units | Roof Top Unit | RTU | RTU | H | Roof Top Unit | RTU | DX, Gas-Fired | DXG | Packaged | PKG | 30 | TONS | H-RTU-DXG-PKG-30 |  | HRTUDXGPKG | 15
Roof Top UnitDX, Gas-FiredPackaged5 | SM | Air Handling Units | Air Handling Units | Roof Top Unit | RTU | RTU | H | Roof Top Unit | RTU | DX, Gas-Fired | DXG | Packaged | PKG | 5 | TONS | H-RTU-DXG-PKG-5 |  | HRTUDXGPKG | 15
Roof Top UnitDX, Gas-FiredPackaged60 | SM | Air Handling Units | Air Handling Units | Roof Top Unit | RTU | RTU | H | Roof Top Unit | RTU | DX, Gas-Fired | DXG | Packaged | PKG | 60 | TONS | H-RTU-DXG-PKG-60 |  | HRTUDXGPKG | 15
Roof Top UnitDX, Gas-FiredPackaged90 | SM | Air Handling Units | Air Handling Units | Roof Top Unit | RTU | RTU | H | Roof Top Unit | RTU | DX, Gas-Fired | DXG | Packaged | PKG | 90 | TONS | H-RTU-DXG-PKG-90 |  | HRTUDXGPKG | 15
Roof Top UnitDX, Heating WaterCustom120 | SM | Air Handling Units | Air Handling Units | Roof Top Unit | RTU | RTU | H | Roof Top Unit | RTU | DX, Heating Water | DXH | Custom | CST | 120 | TONS | H-RTU-DXH-CST-120 |  | HRTUDXHCST | 15
Roof Top UnitDX, Heating WaterCustom15 | SM | Air Handling Units | Air Handling Units | Roof Top Unit | RTU | RTU | H | Roof Top Unit | RTU | DX, Heating Water | DXH | Custom | CST | 15 | TONS | H-RTU-DXH-CST-15 |  | HRTUDXHCST | 15
Roof Top UnitDX, Heating WaterCustom150 | SM | Air Handling Units | Air Handling Units | Roof Top Unit | RTU | RTU | H | Roof Top Unit | RTU | DX, Heating Water | DXH | Custom | CST | 150 | TONS | H-RTU-DXH-CST-150 |  | HRTUDXHCST | 15
Roof Top UnitDX, Heating WaterCustom200 | SM | Air Handling Units | Air Handling Units | Roof Top Unit | RTU | RTU | H | Roof Top Unit | RTU | DX, Heating Water | DXH | Custom | CST | 200 | TONS | H-RTU-DXH-CST-200 |  | HRTUDXHCST | 15
Roof Top UnitDX, Heating WaterCustom30 | SM | Air Handling Units | Air Handling Units | Roof Top Unit | RTU | RTU | H | Roof Top Unit | RTU | DX, Heating Water | DXH | Custom | CST | 30 | TONS | H-RTU-DXH-CST-30 |  | HRTUDXHCST | 15
Roof Top UnitDX, Heating WaterCustom5 | SM | Air Handling Units | Air Handling Units | Roof Top Unit | RTU | RTU | H | Roof Top Unit | RTU | DX, Heating Water | DXH | Custom | CST | 5 | TONS | H-RTU-DXH-CST-5 |  | HRTUDXHCST | 15
Roof Top UnitDX, Heating WaterCustom60 | SM | Air Handling Units | Air Handling Units | Roof Top Unit | RTU | RTU | H | Roof Top Unit | RTU | DX, Heating Water | DXH | Custom | CST | 60 | TONS | H-RTU-DXH-CST-60 |  | HRTUDXHCST | 15
Roof Top UnitDX, Heating WaterCustom90 | SM | Air Handling Units | Air Handling Units | Roof Top Unit | RTU | RTU | H | Roof Top Unit | RTU | DX, Heating Water | DXH | Custom | CST | 90 | TONS | H-RTU-DXH-CST-90 |  | HRTUDXHCST | 15
Roof Top UnitDX, Heating WaterPackaged120 | SM | Air Handling Units | Air Handling Units | Roof Top Unit | RTU | RTU | H | Roof Top Unit | RTU | DX, Heating Water | DXH | Packaged | PKG | 120 | TONS | H-RTU-DXH-PKG-120 |  | HRTUDXHPKG | 15
Roof Top UnitDX, Heating WaterPackaged15 | SM | Air Handling Units | Air Handling Units | Roof Top Unit | RTU | RTU | H | Roof Top Unit | RTU | DX, Heating Water | DXH | Packaged | PKG | 15 | TONS | H-RTU-DXH-PKG-15 |  | HRTUDXHPKG | 15
Roof Top UnitDX, Heating WaterPackaged150 | SM | Air Handling Units | Air Handling Units | Roof Top Unit | RTU | RTU | H | Roof Top Unit | RTU | DX, Heating Water | DXH | Packaged | PKG | 150 | TONS | H-RTU-DXH-PKG-150 |  | HRTUDXHPKG | 15
Roof Top UnitDX, Heating WaterPackaged200 | SM | Air Handling Units | Air Handling Units | Roof Top Unit | RTU | RTU | H | Roof Top Unit | RTU | DX, Heating Water | DXH | Packaged | PKG | 200 | TONS | H-RTU-DXH-PKG-200 |  | HRTUDXHPKG | 15
Roof Top UnitDX, Heating WaterPackaged30 | SM | Air Handling Units | Air Handling Units | Roof Top Unit | RTU | RTU | H | Roof Top Unit | RTU | DX, Heating Water | DXH | Packaged | PKG | 30 | TONS | H-RTU-DXH-PKG-30 |  | HRTUDXHPKG | 15
Roof Top UnitDX, Heating WaterPackaged5 | SM | Air Handling Units | Air Handling Units | Roof Top Unit | RTU | RTU | H | Roof Top Unit | RTU | DX, Heating Water | DXH | Packaged | PKG | 5 | TONS | H-RTU-DXH-PKG-5 |  | HRTUDXHPKG | 15
Roof Top UnitDX, Heating WaterPackaged60 | SM | Air Handling Units | Air Handling Units | Roof Top Unit | RTU | RTU | H | Roof Top Unit | RTU | DX, Heating Water | DXH | Packaged | PKG | 60 | TONS | H-RTU-DXH-PKG-60 |  | HRTUDXHPKG | 15
Roof Top UnitDX, Heating WaterPackaged90 | SM | Air Handling Units | Air Handling Units | Roof Top Unit | RTU | RTU | H | Roof Top Unit | RTU | DX, Heating Water | DXH | Packaged | PKG | 90 | TONS | H-RTU-DXH-PKG-90 |  | HRTUDXHPKG | 15
Roof Top UnitHeat PumpPackaged120 | SM | Air Handling Units | Air Handling Units | Roof Top Unit | RTU | RTU | H | Roof Top Unit | RTU | Heat Pump | HP | Packaged | PKG | 120 | TONS | H-RTU-HP-PKG-120 |  | HRTUHPPKG | 15
Roof Top UnitHeat PumpPackaged15 | SM | Air Handling Units | Air Handling Units | Roof Top Unit | RTU | RTU | H | Roof Top Unit | RTU | Heat Pump | HP | Packaged | PKG | 15 | TONS | H-RTU-HP-PKG-15 |  | HRTUHPPKG | 15
Roof Top UnitHeat PumpPackaged150 | SM | Air Handling Units | Air Handling Units | Roof Top Unit | RTU | RTU | H | Roof Top Unit | RTU | Heat Pump | HP | Packaged | PKG | 150 | TONS | H-RTU-HP-PKG-150 |  | HRTUHPPKG | 15
Roof Top UnitHeat PumpPackaged200 | SM | Air Handling Units | Air Handling Units | Roof Top Unit | RTU | RTU | H | Roof Top Unit | RTU | Heat Pump | HP | Packaged | PKG | 200 | TONS | H-RTU-HP-PKG-200 |  | HRTUHPPKG | 15
Roof Top UnitHeat PumpPackaged30 | SM | Air Handling Units | Air Handling Units | Roof Top Unit | RTU | RTU | H | Roof Top Unit | RTU | Heat Pump | HP | Packaged | PKG | 30 | TONS | H-RTU-HP-PKG-30 |  | HRTUHPPKG | 15
Roof Top UnitHeat PumpPackaged5 | SM | Air Handling Units | Air Handling Units | Roof Top Unit | RTU | RTU | H | Roof Top Unit | RTU | Heat Pump | HP | Packaged | PKG | 5 | TONS | H-RTU-HP-PKG-5 |  | HRTUHPPKG | 15
Roof Top UnitHeat PumpPackaged60 | SM | Air Handling Units | Air Handling Units | Roof Top Unit | RTU | RTU | H | Roof Top Unit | RTU | Heat Pump | HP | Packaged | PKG | 60 | TONS | H-RTU-HP-PKG-60 |  | HRTUHPPKG | 15
Roof Top UnitHeat PumpPackaged90 | SM | Air Handling Units | Air Handling Units | Roof Top Unit | RTU | RTU | H | Roof Top Unit | RTU | Heat Pump | HP | Packaged | PKG | 90 | TONS | H-RTU-HP-PKG-90 |  | HRTUHPPKG | 15
Roof Top UnitOtherCustom120 | SM | Air Handling Units | Air Handling Units | Roof Top Unit | RTU | RTU | H | Roof Top Unit | RTU | Other | OTH | Custom | CST | 120 | TONS | H-RTU-OTH-CST-120 |  | HRTUOTHCST | 15
Roof Top UnitOtherCustom15 | SM | Air Handling Units | Air Handling Units | Roof Top Unit | RTU | RTU | H | Roof Top Unit | RTU | Other | OTH | Custom | CST | 15 | TONS | H-RTU-OTH-CST-15 |  | HRTUOTHCST | 15
Roof Top UnitOtherCustom150 | SM | Air Handling Units | Air Handling Units | Roof Top Unit | RTU | RTU | H | Roof Top Unit | RTU | Other | OTH | Custom | CST | 150 | TONS | H-RTU-OTH-CST-150 |  | HRTUOTHCST | 15
Roof Top UnitOtherCustom200 | SM | Air Handling Units | Air Handling Units | Roof Top Unit | RTU | RTU | H | Roof Top Unit | RTU | Other | OTH | Custom | CST | 200 | TONS | H-RTU-OTH-CST-200 |  | HRTUOTHCST | 15
Roof Top UnitOtherCustom30 | SM | Air Handling Units | Air Handling Units | Roof Top Unit | RTU | RTU | H | Roof Top Unit | RTU | Other | OTH | Custom | CST | 30 | TONS | H-RTU-OTH-CST-30 |  | HRTUOTHCST | 15
Roof Top UnitOtherCustom5 | SM | Air Handling Units | Air Handling Units | Roof Top Unit | RTU | RTU | H | Roof Top Unit | RTU | Other | OTH | Custom | CST | 5 | TONS | H-RTU-OTH-CST-5 |  | HRTUOTHCST | 15
Roof Top UnitOtherCustom60 | SM | Air Handling Units | Air Handling Units | Roof Top Unit | RTU | RTU | H | Roof Top Unit | RTU | Other | OTH | Custom | CST | 60 | TONS | H-RTU-OTH-CST-60 |  | HRTUOTHCST | 15
Roof Top UnitOtherCustom90 | SM | Air Handling Units | Air Handling Units | Roof Top Unit | RTU | RTU | H | Roof Top Unit | RTU | Other | OTH | Custom | CST | 90 | TONS | H-RTU-OTH-CST-90 |  | HRTUOTHCST | 15
Roof Top UnitOtherPackaged120 | SM | Air Handling Units | Air Handling Units | Roof Top Unit | RTU | RTU | H | Roof Top Unit | RTU | Other | OTH | Packaged | PKG | 120 | TONS | H-RTU-OTH-PKG-120 |  | HRTUOTHPKG | 15
Roof Top UnitOtherPackaged15 | SM | Air Handling Units | Air Handling Units | Roof Top Unit | RTU | RTU | H | Roof Top Unit | RTU | Other | OTH | Packaged | PKG | 15 | TONS | H-RTU-OTH-PKG-15 |  | HRTUOTHPKG | 15
Roof Top UnitOtherPackaged150 | SM | Air Handling Units | Air Handling Units | Roof Top Unit | RTU | RTU | H | Roof Top Unit | RTU | Other | OTH | Packaged | PKG | 150 | TONS | H-RTU-OTH-PKG-150 |  | HRTUOTHPKG | 15
Roof Top UnitOtherPackaged200 | SM | Air Handling Units | Air Handling Units | Roof Top Unit | RTU | RTU | H | Roof Top Unit | RTU | Other | OTH | Packaged | PKG | 200 | TONS | H-RTU-OTH-PKG-200 |  | HRTUOTHPKG | 15
Roof Top UnitOtherPackaged30 | SM | Air Handling Units | Air Handling Units | Roof Top Unit | RTU | RTU | H | Roof Top Unit | RTU | Other | OTH | Packaged | PKG | 30 | TONS | H-RTU-OTH-PKG-30 |  | HRTUOTHPKG | 15
Roof Top UnitOtherPackaged5 | SM | Air Handling Units | Air Handling Units | Roof Top Unit | RTU | RTU | H | Roof Top Unit | RTU | Other | OTH | Packaged | PKG | 5 | TONS | H-RTU-OTH-PKG-5 |  | HRTUOTHPKG | 15
Roof Top UnitOtherPackaged60 | SM | Air Handling Units | Air Handling Units | Roof Top Unit | RTU | RTU | H | Roof Top Unit | RTU | Other | OTH | Packaged | PKG | 60 | TONS | H-RTU-OTH-PKG-60 |  | HRTUOTHPKG | 15
Roof Top UnitOtherPackaged90 | SM | Air Handling Units | Air Handling Units | Roof Top Unit | RTU | RTU | H | Roof Top Unit | RTU | Other | OTH | Packaged | PKG | 90 | TONS | H-RTU-OTH-PKG-90 |  | HRTUOTHPKG | 15
Sand/Oil InterceptorSand/Oil InterceptorAll1000 | PL | Sanitary Equipment | Sanitary Waste | Sand/Oil Interceptor | SOI | SOI | P | Sand/Oil Interceptor | TNK | Sand/Oil Interceptor | SOI | All |  | 1000 | GPM | P-TNK-SOI--1000 |  | PTNKINT | 20
Sand/Oil InterceptorSand/Oil InterceptorAll200 | PL | Sanitary Equipment | Sanitary Waste | Sand/Oil Interceptor | SOI | SOI | P | Sand/Oil Interceptor | TNK | Sand/Oil Interceptor | SOI | All |  | 200 | GPM | P-TNK-SOI--200 |  | PTNKINT | 20
Sand/Oil InterceptorSand/Oil InterceptorAll500 | PL | Sanitary Equipment | Sanitary Waste | Sand/Oil Interceptor | SOI | SOI | P | Sand/Oil Interceptor | TNK | Sand/Oil Interceptor | SOI | All |  | 500 | GPM | P-TNK-SOI--500 |  | PTNKINT | 20
TankAcid NeutralizationAll2 | PL | Sanitary Equipment | Sanitary Waste | Acid Neutralization Tank | ANT | Other | P | Tank | TNK | Acid Neutralization | NEU | All |  | 2 | INCHES | P-TNK-NEU--2 |  | PTNKNEU | 15
TankAcid NeutralizationAll4 | PL | Sanitary Equipment | Sanitary Waste | Acid Neutralization Tank | ANT | Other | P | Tank | TNK | Acid Neutralization | NEU | All |  | 4 | INCHES | P-TNK-NEU--4 |  | PTNKNEU | 15
TankAcid NeutralizationAll6 | PL | Sanitary Equipment | Sanitary Waste | Acid Neutralization Tank | ANT | Other | P | Tank | TNK | Acid Neutralization | NEU | All |  | 6 | INCHES | P-TNK-NEU--6 |  | PTNKNEU | 15
TankDomestic Water, No HXStorage, Above Ground120 | PL | Domestic Water Plant | Domestic Water | Storage Tank | ST | Other | P | Tank | TNK | Domestic Water, No HX | DW | Storage, Above Ground | AG | 120 | GAL | P-TNK-DW-AG-120 |  |  | 20
TankDomestic Water, No HXStorage, Above Ground150 | PL | Domestic Water Plant | Domestic Water | Storage Tank | ST | Other | P | Tank | TNK | Domestic Water, No HX | DW | Storage, Above Ground | AG | 150 | GAL | P-TNK-DW-AG-150 |  |  | 20
TankDomestic Water, No HXStorage, Above Ground200 | PL | Domestic Water Plant | Domestic Water | Storage Tank | ST | Other | P | Tank | TNK | Domestic Water, No HX | DW | Storage, Above Ground | AG | 200 | GAL | P-TNK-DW-AG-200 |  |  | 20
TankDomestic Water, No HXStorage, Above Ground25 | PL | Domestic Water Plant | Domestic Water | Storage Tank | ST | Other | P | Tank | TNK | Domestic Water, No HX | DW | Storage, Above Ground | AG | 25 | GAL | P-TNK-DW-AG-25 |  |  | 20
TankDomestic Water, No HXStorage, Above Ground250 | PL | Domestic Water Plant | Domestic Water | Storage Tank | ST | Other | P | Tank | TNK | Domestic Water, No HX | DW | Storage, Above Ground | AG | 250 | GAL | P-TNK-DW-AG-250 |  |  | 20
TankDomestic Water, No HXStorage, Above Ground300 | PL | Domestic Water Plant | Domestic Water | Storage Tank | ST | Other | P | Tank | TNK | Domestic Water, No HX | DW | Storage, Above Ground | AG | 300 | GAL | P-TNK-DW-AG-300 |  |  | 20
TankDomestic Water, No HXStorage, Above Ground400 | PL | Domestic Water Plant | Domestic Water | Storage Tank | ST | Other | P | Tank | TNK | Domestic Water, No HX | DW | Storage, Above Ground | AG | 400 | GAL | P-TNK-DW-AG-400 |  |  | 20
TankDomestic Water, No HXStorage, Above Ground50 | PL | Domestic Water Plant | Domestic Water | Storage Tank | ST | Other | P | Tank | TNK | Domestic Water, No HX | DW | Storage, Above Ground | AG | 50 | GAL | P-TNK-DW-AG-50 |  |  | 20
TankDomestic Water, No HXStorage, Above Ground500 | PL | Domestic Water Plant | Domestic Water | Storage Tank | ST | Other | P | Tank | TNK | Domestic Water, No HX | DW | Storage, Above Ground | AG | 500 | GAL | P-TNK-DW-AG-500 |  |  | 20
TankDomestic Water, No HXStorage, Above Ground80 | PL | Domestic Water Plant | Domestic Water | Storage Tank | ST | Other | P | Tank | TNK | Domestic Water, No HX | DW | Storage, Above Ground | AG | 80 | GAL | P-TNK-DW-AG-80 |  |  | 20
TankFuel OilAbove Ground10000 | PF | Fuel Oil Piping and Equipment | Fuel Oil | Fuel Oil Tank |  |  | H | Tank | TNK | Fuel Oil | OIL | Above Ground | AG | 10000 | GAL | H-TNK-OIL-AG-10000 |  | HTNKOILAG | 20
TankFuel OilAbove Ground20000 | PF | Fuel Oil Piping and Equipment | Fuel Oil | Fuel Oil Tank |  |  | H | Tank | TNK | Fuel Oil | OIL | Above Ground | AG | 20000 | GAL | H-TNK-OIL-AG-20000 |  | HTNKOILAG | 20
TankFuel OilAbove Ground500 | PF | Fuel Oil Piping and Equipment | Fuel Oil | Fuel Oil Tank |  |  | H | Tank | TNK | Fuel Oil | OIL | Above Ground | AG | 500 | GAL | H-TNK-OIL-AG-500 |  | HTNKOILAG | 20
TankFuel OilAbove Ground5000 | PF | Fuel Oil Piping and Equipment | Fuel Oil | Fuel Oil Tank |  |  | H | Tank | TNK | Fuel Oil | OIL | Above Ground | AG | 5000 | GAL | H-TNK-OIL-AG-5000 |  | HTNKOILAG | 20
TankFuel OilAbove Ground50000 | PF | Fuel Oil Piping and Equipment | Fuel Oil | Fuel Oil Tank |  |  | H | Tank | TNK | Fuel Oil | OIL | Above Ground | AG | 50000 | GAL | H-TNK-OIL-AG-50000 |  | HTNKOILAG | 20
TankFuel OilBelow Ground10000 | PF | Fuel Oil Piping and Equipment | Fuel Oil | Fuel Oil Tank |  |  | H | Tank | TNK | Fuel Oil | OIL | Below Ground | BG | 10000 | GAL | H-TNK-OIL-BG-10000 |  | HTNKOILUG | 20
TankFuel OilBelow Ground20000 | PF | Fuel Oil Piping and Equipment | Fuel Oil | Fuel Oil Tank |  |  | H | Tank | TNK | Fuel Oil | OIL | Below Ground | BG | 20000 | GAL | H-TNK-OIL-BG-20000 |  | HTNKOILUG | 20
TankFuel OilBelow Ground5000 | PF | Fuel Oil Piping and Equipment | Fuel Oil | Fuel Oil Tank |  |  | H | Tank | TNK | Fuel Oil | OIL | Below Ground | BG | 5000 | GAL | H-TNK-OIL-BG-5000 |  | HTNKOILUG | 20
TankFuel OilBelow Ground50000 | PF | Fuel Oil Piping and Equipment | Fuel Oil | Fuel Oil Tank |  |  | H | Tank | TNK | Fuel Oil | OIL | Below Ground | BG | 50000 | GAL | H-TNK-OIL-BG-50000 |  | HTNKOILUG | 20
TankHorizontalStorage, Above Ground1000 | PF | Chiller Plant, Cooling Tower Plant, Hot Water Boiler Plant | Chilled, Condenser, Heating Water | Storage Tank | ST | Other | H | Tank | TNK | Horizontal | HOR | Storage, Above Ground | AG | 1000 | GAL | H-TNK-HOR-AG-1000 |  | PDWHSTMTNK | 20
TankHorizontalStorage, Above Ground10000 | PF | Chiller Plant, Cooling Tower Plant, Hot Water Boiler Plant | Chilled, Condenser, Heating Water | Storage Tank | ST | Other | H | Tank | TNK | Horizontal | HOR | Storage, Above Ground | AG | 10000 | GAL | H-TNK-HOR-AG-10000 |  | PDWHSTMTNK | 20
TankHorizontalStorage, Above Ground15000 | PF | Chiller Plant, Cooling Tower Plant, Hot Water Boiler Plant | Chilled, Condenser, Heating Water | Storage Tank | ST | Other | H | Tank | TNK | Horizontal | HOR | Storage, Above Ground | AG | 15000 | GAL | H-TNK-HOR-AG-15000 |  | PDWHSTMTNK | 20
TankHorizontalStorage, Above Ground20000 | PF | Chiller Plant, Cooling Tower Plant, Hot Water Boiler Plant | Chilled, Condenser, Heating Water | Storage Tank | ST | Other | H | Tank | TNK | Horizontal | HOR | Storage, Above Ground | AG | 20000 | GAL | H-TNK-HOR-AG-20000 |  | PDWHSTMTNK | 20
TankHorizontalStorage, Above Ground2500 | PF | Chiller Plant, Cooling Tower Plant, Hot Water Boiler Plant | Chilled, Condenser, Heating Water | Storage Tank | ST | Other | H | Tank | TNK | Horizontal | HOR | Storage, Above Ground | AG | 2500 | GAL | H-TNK-HOR-AG-2500 |  | PDWHSTMTNK | 20
TankHorizontalStorage, Above Ground500 | PF | Chiller Plant, Cooling Tower Plant, Hot Water Boiler Plant | Chilled, Condenser, Heating Water | Storage Tank | ST | Other | H | Tank | TNK | Horizontal | HOR | Storage, Above Ground | AG | 500 | GAL | H-TNK-HOR-AG-500 |  | PDWHSTMTNK | 20
TankHorizontalStorage, Above Ground5000 | PF | Chiller Plant, Cooling Tower Plant, Hot Water Boiler Plant | Chilled, Condenser, Heating Water | Storage Tank | ST | Other | H | Tank | TNK | Horizontal | HOR | Storage, Above Ground | AG | 5000 | GAL | H-TNK-HOR-AG-5000 |  | PDWHSTMTNK | 20
TankPressure VesselAll1000 | REF | Refrigeration Equipment | Refrigeration | Pressure Vessel |  |  | R | Tank | TNK | Pressure Vessel | VSL | All |  | 1000 | GAL | R-TNK-VSL--1000 |  | RTNKVSL | 20
TankPressure VesselAll10000 | REF | Refrigeration Equipment | Refrigeration | Pressure Vessel |  |  | R | Tank | TNK | Pressure Vessel | VSL | All |  | 10000 | GAL | R-TNK-VSL--10000 |  | RTNKVSL | 20
TankPressure VesselAll200 | REF | Refrigeration Equipment | Refrigeration | Pressure Vessel |  |  | R | Tank | TNK | Pressure Vessel | VSL | All |  | 200 | GAL | R-TNK-VSL--200 |  | RTNKVSL | 20
TankPressure VesselAll2500 | REF | Refrigeration Equipment | Refrigeration | Pressure Vessel |  |  | R | Tank | TNK | Pressure Vessel | VSL | All |  | 2500 | GAL | R-TNK-VSL--2500 |  | RTNKVSL | 20
TankPressure VesselAll500 | REF | Refrigeration Equipment | Refrigeration | Pressure Vessel |  |  | R | Tank | TNK | Pressure Vessel | VSL | All |  | 500 | GAL | R-TNK-VSL--500 |  | RTNKVSL | 20
TankPressure VesselAll5000 | REF | Refrigeration Equipment | Refrigeration | Pressure Vessel |  |  | R | Tank | TNK | Pressure Vessel | VSL | All |  | 5000 | GAL | R-TNK-VSL--5000 |  | RTNKVSL | 20
TankPropaneStorage, Above Ground100 | PL | Natural Gas Piping and Equipment | Natural Gas | Propane Storage Tank | ST | Other | P | Tank | TNK | Propane | LPG | Storage, Above Ground | AG | 100 | GAL | P-TNK-LPG-AG-100 |  | PTNKLPGAG | 20
TankPropaneStorage, Above Ground1000 | PL | Natural Gas Piping and Equipment | Natural Gas | Propane Storage Tank | ST | Other | P | Tank | TNK | Propane | LPG | Storage, Above Ground | AG | 1000 | GAL | P-TNK-LPG-AG-1000 |  | PTNKLPGAG | 20
TankPropaneStorage, Above Ground200 | PL | Natural Gas Piping and Equipment | Natural Gas | Propane Storage Tank | ST | Other | P | Tank | TNK | Propane | LPG | Storage, Above Ground | AG | 200 | GAL | P-TNK-LPG-AG-200 |  | PTNKLPGAG | 20
TankPropaneStorage, Above Ground500 | PL | Natural Gas Piping and Equipment | Natural Gas | Propane Storage Tank | ST | Other | P | Tank | TNK | Propane | LPG | Storage, Above Ground | AG | 500 | GAL | P-TNK-LPG-AG-500 |  | PTNKLPGAG | 20
TankSteamDeaerator100 | PF | Steam Boiler Plant | Steam | Deaerator | DA | DA | H | Tank | TNK | Steam | STM | Deaerator | DA | 100 | HP | H-TNK-STM-DA-100 |  | HACCDEA | 25
TankSteamDeaerator1000 | PF | Steam Boiler Plant | Steam | Deaerator | DA | DA | H | Tank | TNK | Steam | STM | Deaerator | DA | 1000 | HP | H-TNK-STM-DA-1000 |  | HACCDEA | 25
TankSteamDeaerator10000 | PF | Steam Boiler Plant | Steam | Deaerator | DA | DA | H | Tank | TNK | Steam | STM | Deaerator | DA | 10000 | HP | H-TNK-STM-DA-10000 |  | HACCDEA | 25
TankSteamDeaerator1500 | PF | Steam Boiler Plant | Steam | Deaerator | DA | DA | H | Tank | TNK | Steam | STM | Deaerator | DA | 1500 | HP | H-TNK-STM-DA-1500 |  | HACCDEA | 25
TankSteamDeaerator200 | PF | Steam Boiler Plant | Steam | Deaerator | DA | DA | H | Tank | TNK | Steam | STM | Deaerator | DA | 200 | HP | H-TNK-STM-DA-200 |  | HACCDEA | 25
TankSteamDeaerator2000 | PF | Steam Boiler Plant | Steam | Deaerator | DA | DA | H | Tank | TNK | Steam | STM | Deaerator | DA | 2000 | HP | H-TNK-STM-DA-2000 |  | HACCDEA | 25
TankSteamDeaerator300 | PF | Steam Boiler Plant | Steam | Deaerator | DA | DA | H | Tank | TNK | Steam | STM | Deaerator | DA | 300 | HP | H-TNK-STM-DA-300 |  | HACCDEA | 25
TankSteamDeaerator3000 | PF | Steam Boiler Plant | Steam | Deaerator | DA | DA | H | Tank | TNK | Steam | STM | Deaerator | DA | 3000 | HP | H-TNK-STM-DA-3000 |  | HACCDEA | 25
TankSteamDeaerator400 | PF | Steam Boiler Plant | Steam | Deaerator | DA | DA | H | Tank | TNK | Steam | STM | Deaerator | DA | 400 | HP | H-TNK-STM-DA-400 |  | HACCDEA | 25
TankSteamDeaerator4000 | PF | Steam Boiler Plant | Steam | Deaerator | DA | DA | H | Tank | TNK | Steam | STM | Deaerator | DA | 4000 | HP | H-TNK-STM-DA-4000 |  | HACCDEA | 25
TankSteamDeaerator500 | PF | Steam Boiler Plant | Steam | Deaerator | DA | DA | H | Tank | TNK | Steam | STM | Deaerator | DA | 500 | HP | H-TNK-STM-DA-500 |  | HACCDEA | 25
TankSteamDeaerator5000 | PF | Steam Boiler Plant | Steam | Deaerator | DA | DA | H | Tank | TNK | Steam | STM | Deaerator | DA | 5000 | HP | H-TNK-STM-DA-5000 |  | HACCDEA | 25
TankSteamDeaerator750 | PF | Steam Boiler Plant | Steam | Deaerator | DA | DA | H | Tank | TNK | Steam | STM | Deaerator | DA | 750 | HP | H-TNK-STM-DA-750 |  | HACCDEA | 25
TankSteamDeaerator7500 | PF | Steam Boiler Plant | Steam | Deaerator | DA | DA | H | Tank | TNK | Steam | STM | Deaerator | DA | 7500 | HP | H-TNK-STM-DA-7500 |  | HACCDEA | 25
TankSteamFlash, Above Ground100 | PF | Steam Boiler Plant | Steam | Flash Tank | FT | FT | H | Tank | TNK | Steam | STM | Flash, Above Ground | AG | 100 | GAL | H-TNK-STM-AG-100 |  |  | 20
TankSteamFlash, Above Ground200 | PF | Steam Boiler Plant | Steam | Flash Tank | FT | FT | H | Tank | TNK | Steam | STM | Flash, Above Ground | AG | 200 | GAL | H-TNK-STM-AG-200 |  |  | 20
TankSteamFlash, Above Ground400 | PF | Steam Boiler Plant | Steam | Flash Tank | FT | FT | H | Tank | TNK | Steam | STM | Flash, Above Ground | AG | 400 | GAL | H-TNK-STM-AG-400 |  |  | 20
TankVerticalStorage, Underground1000 | PF | Chiller Plant, Cooling Tower Plant, Hot Water Boiler Plant | Chilled, Condenser, Heating Water | Storage Tank | ST | Other | H | Tank | TNK | Vertical | VER | Storage, Underground | UG | 1000 | GAL | H-TNK-VER-UG-1000 |  |  | 20
TankVerticalStorage, Underground10000 | PF | Chiller Plant, Cooling Tower Plant, Hot Water Boiler Plant | Chilled, Condenser, Heating Water | Storage Tank | ST | Other | H | Tank | TNK | Vertical | VER | Storage, Underground | UG | 10000 | GAL | H-TNK-VER-UG-10000 |  |  | 20
TankVerticalStorage, Underground15000 | PF | Chiller Plant, Cooling Tower Plant, Hot Water Boiler Plant | Chilled, Condenser, Heating Water | Storage Tank | ST | Other | H | Tank | TNK | Vertical | VER | Storage, Underground | UG | 15000 | GAL | H-TNK-VER-UG-15000 |  |  | 20
TankVerticalStorage, Underground2000 | PF | Chiller Plant, Cooling Tower Plant, Hot Water Boiler Plant | Chilled, Condenser, Heating Water | Storage Tank | ST | Other | H | Tank | TNK | Vertical | VER | Storage, Underground | UG | 2000 | GAL | H-TNK-VER-UG-2000 |  |  | 20
TankVerticalStorage, Underground20000 | PF | Chiller Plant, Cooling Tower Plant, Hot Water Boiler Plant | Chilled, Condenser, Heating Water | Storage Tank | ST | Other | H | Tank | TNK | Vertical | VER | Storage, Underground | UG | 20000 | GAL | H-TNK-VER-UG-20000 |  |  | 20
TankVerticalStorage, Underground30000 | PF | Chiller Plant, Cooling Tower Plant, Hot Water Boiler Plant | Chilled, Condenser, Heating Water | Storage Tank | ST | Other | H | Tank | TNK | Vertical | VER | Storage, Underground | UG | 30000 | GAL | H-TNK-VER-UG-30000 |  |  | 20
TankVerticalStorage, Underground500 | PF | Chiller Plant, Cooling Tower Plant, Hot Water Boiler Plant | Chilled, Condenser, Heating Water | Storage Tank | ST | Other | H | Tank | TNK | Vertical | VER | Storage, Underground | UG | 500 | GAL | H-TNK-VER-UG-500 |  |  | 20
TankVerticalStorage, Underground5000 | PF | Chiller Plant, Cooling Tower Plant, Hot Water Boiler Plant | Chilled, Condenser, Heating Water | Storage Tank | ST | Other | H | Tank | TNK | Vertical | VER | Storage, Underground | UG | 5000 | GAL | H-TNK-VER-UG-5000 |  |  | 20
TankWith Heat ExchangerStorage, Above Ground120 | PL | Domestic Water Plant | Domestic Water | Domestic Water Heater Tank | DWHT | Other | P | Tank | TNK | With Heat Exchanger | DHX | Storage, Above Ground | AG | 120 | GAL | P-TNK-DHX-AG-120 |  |  | 15
TankWith Heat ExchangerStorage, Above Ground150 | PL | Domestic Water Plant | Domestic Water | Domestic Water Heater Tank | DWHT | Other | P | Tank | TNK | With Heat Exchanger | DHX | Storage, Above Ground | AG | 150 | GAL | P-TNK-DHX-AG-150 |  |  | 15
TankWith Heat ExchangerStorage, Above Ground200 | PL | Domestic Water Plant | Domestic Water | Domestic Water Heater Tank | DWHT | Other | P | Tank | TNK | With Heat Exchanger | DHX | Storage, Above Ground | AG | 200 | GAL | P-TNK-DHX-AG-200 |  |  | 15
TankWith Heat ExchangerStorage, Above Ground25 | PL | Domestic Water Plant | Domestic Water | Domestic Water Heater Tank | DWHT | Other | P | Tank | TNK | With Heat Exchanger | DHX | Storage, Above Ground | AG | 25 | GAL | P-TNK-DHX-AG-25 |  |  | 15
TankWith Heat ExchangerStorage, Above Ground250 | PL | Domestic Water Plant | Domestic Water | Domestic Water Heater Tank | DWHT | Other | P | Tank | TNK | With Heat Exchanger | DHX | Storage, Above Ground | AG | 250 | GAL | P-TNK-DHX-AG-250 |  |  | 15
TankWith Heat ExchangerStorage, Above Ground300 | PL | Domestic Water Plant | Domestic Water | Domestic Water Heater Tank | DWHT | Other | P | Tank | TNK | With Heat Exchanger | DHX | Storage, Above Ground | AG | 300 | GAL | P-TNK-DHX-AG-300 |  |  | 15
TankWith Heat ExchangerStorage, Above Ground400 | PL | Domestic Water Plant | Domestic Water | Domestic Water Heater Tank | DWHT | Other | P | Tank | TNK | With Heat Exchanger | DHX | Storage, Above Ground | AG | 400 | GAL | P-TNK-DHX-AG-400 |  |  | 15
TankWith Heat ExchangerStorage, Above Ground50 | PL | Domestic Water Plant | Domestic Water | Domestic Water Heater Tank | DWHT | Other | P | Tank | TNK | With Heat Exchanger | DHX | Storage, Above Ground | AG | 50 | GAL | P-TNK-DHX-AG-50 |  |  | 15
TankWith Heat ExchangerStorage, Above Ground500 | PL | Domestic Water Plant | Domestic Water | Domestic Water Heater Tank | DWHT | Other | P | Tank | TNK | With Heat Exchanger | DHX | Storage, Above Ground | AG | 500 | GAL | P-TNK-DHX-AG-500 |  |  | 15
TankWith Heat ExchangerStorage, Above Ground80 | PL | Domestic Water Plant | Domestic Water | Domestic Water Heater Tank | DWHT | Other | P | Tank | TNK | With Heat Exchanger | DHX | Storage, Above Ground | AG | 80 | GAL | P-TNK-DHX-AG-80 |  |  | 15
Unit HeaterElectricCeiling Mounted100 | PF | Air Handling System Terminal Equipment | Terminal Equipment | Unit Heater | EUH | UH | H | Unit Heater | UH | Electric | ELE | Ceiling Mounted | CLG | 100 | MBH | H-UH-ELE-CLG-100 |  | HUHELECLG | 13
Unit HeaterElectricCeiling Mounted150 | PF | Air Handling System Terminal Equipment | Terminal Equipment | Unit Heater | EUH | UH | H | Unit Heater | UH | Electric | ELE | Ceiling Mounted | CLG | 150 | MBH | H-UH-ELE-CLG-150 |  | HUHELECLG | 13
Unit HeaterElectricCeiling Mounted200 | PF | Air Handling System Terminal Equipment | Terminal Equipment | Unit Heater | EUH | UH | H | Unit Heater | UH | Electric | ELE | Ceiling Mounted | CLG | 200 | MBH | H-UH-ELE-CLG-200 |  | HUHELECLG | 13
Unit HeaterElectricCeiling Mounted25 | PF | Air Handling System Terminal Equipment | Terminal Equipment | Unit Heater | EUH | UH | H | Unit Heater | UH | Electric | ELE | Ceiling Mounted | CLG | 25 | MBH | H-UH-ELE-CLG-25 |  | HUHELECLG | 13
Unit HeaterElectricCeiling Mounted5 | PF | Air Handling System Terminal Equipment | Terminal Equipment | Unit Heater | EUH | UH | H | Unit Heater | UH | Electric | ELE | Ceiling Mounted | CLG | 5 | MBH | H-UH-ELE-CLG-5 |  | HUHELECLG | 13
Unit HeaterElectricCeiling Mounted50 | PF | Air Handling System Terminal Equipment | Terminal Equipment | Unit Heater | EUH | UH | H | Unit Heater | UH | Electric | ELE | Ceiling Mounted | CLG | 50 | MBH | H-UH-ELE-CLG-50 |  | HUHELECLG | 13
Unit HeaterGas-FiredCeiling Mounted150 | PF | Air Handling System Terminal Equipment | Terminal Equipment | Unit Heater | UH | UH | H | Unit Heater | UH | Gas-Fired | GAS | Ceiling Mounted | CLG | 150 | MBH | H-UH-GAS-CLG-150 |  | HUHGASCLG | 13
Unit HeaterGas-FiredCeiling Mounted400 | PF | Air Handling System Terminal Equipment | Terminal Equipment | Unit Heater | UH | UH | H | Unit Heater | UH | Gas-Fired | GAS | Ceiling Mounted | CLG | 400 | MBH | H-UH-GAS-CLG-400 |  | HUHGASCLG | 13
Unit HeaterHot WaterCeiling Mounted150 | PF | Air Handling System Terminal Equipment | Terminal Equipment | Unit Heater | UH | UH | H | Unit Heater | UH | Hot Water | HW | Ceiling Mounted | CLG | 150 | MBH | H-UH-HW-CLG-150 |  | HUHHWCLG | 20
Unit HeaterHot WaterCeiling Mounted400 | PF | Air Handling System Terminal Equipment | Terminal Equipment | Unit Heater | UH | UH | H | Unit Heater | UH | Hot Water | HW | Ceiling Mounted | CLG | 400 | MBH | H-UH-HW-CLG-400 |  | HUHHWCLG | 20
Unit HeaterSteamCeiling Mounted150 | PF | Air Handling System Terminal Equipment | Terminal Equipment | Unit Heater | UH | UH | H | Unit Heater | UH | Steam | STM | Ceiling Mounted | CLG | 150 | MBH | H-UH-STM-CLG-150 |  | HUHSTMCLG | 20
Unit HeaterSteamCeiling Mounted400 | PF | Air Handling System Terminal Equipment | Terminal Equipment | Unit Heater | UH | UH | H | Unit Heater | UH | Steam | STM | Ceiling Mounted | CLG | 400 | MBH | H-UH-STM-CLG-400 |  | HUHSTMCLG | 20
Unit VentilatorHot WaterCeiling Mounted1000 | PF | Air Handling System Terminal Equipment | Terminal Equipment | Unit Ventilator | UV | UV | H | Unit Ventilator | UV | Hot Water | HW | Ceiling Mounted | CLG | 1000 | CFM | H-UV-HW-CLG-1000 |  | HUVHW | 15
Unit VentilatorHot WaterCeiling Mounted2000 | PF | Air Handling System Terminal Equipment | Terminal Equipment | Unit Ventilator | UV | UV | H | Unit Ventilator | UV | Hot Water | HW | Ceiling Mounted | CLG | 2000 | CFM | H-UV-HW-CLG-2000 |  | HUVHW | 15
Unit VentilatorHot WaterFloor Mounted1000 | PF | Air Handling System Terminal Equipment | Terminal Equipment | Unit Ventilator | UV | UV | H | Unit Ventilator | UV | Hot Water | HW | Floor Mounted | FLR | 1000 | CFM | H-UV-HW-FLR-1000 |  | HUVHW | 15
Unit VentilatorHot WaterFloor Mounted2000 | PF | Air Handling System Terminal Equipment | Terminal Equipment | Unit Ventilator | UV | UV | H | Unit Ventilator | UV | Hot Water | HW | Floor Mounted | FLR | 2000 | CFM | H-UV-HW-FLR-2000 |  | HUVHW | 15
VacuumVacuumAll10 | PL | Medical/Lab Gas Plant | Medical/Lab Gas | Vacuum | Vacuum | VAC | P | Vacuum | PMP | Vacuum | VAC | All |  | 10 | HP | P-PMP-VAC--10 |  | PPMPVAC | 15
VacuumVacuumAll25 | PL | Medical/Lab Gas Plant | Medical/Lab Gas | Vacuum | Vacuum | VAC | P | Vacuum | PMP | Vacuum | VAC | All |  | 25 | HP | P-PMP-VAC--25 |  | PPMPVAC | 15
VacuumVacuumAll50 | PL | Medical/Lab Gas Plant | Medical/Lab Gas | Vacuum | Vacuum | VAC | P | Vacuum | PMP | Vacuum | VAC | All |  | 50 | HP | P-PMP-VAC--50 |  | PPMPVAC | 15
VacuumVacuumAll75 | PL | Medical/Lab Gas Plant | Medical/Lab Gas | Vacuum | Vacuum | VAC | P | Vacuum | PMP | Vacuum | VAC | All |  | 75 | HP | P-PMP-VAC--75 |  | PPMPVAC | 15
VAV BoxElectricAll1000 | SM | SM Accessories | Terminal Equipment | VAV Box | VAV | VAV | H | VAV Box | VAV | Electric | ELE | All |  | 1000 | CFM | H-VAV-ELE--1000 |  | HVAV | 20
VAV BoxElectricAll1200 | SM | SM Accessories | Terminal Equipment | VAV Box | VAV | VAV | H | VAV Box | VAV | Electric | ELE | All |  | 1200 | CFM | H-VAV-ELE--1200 |  | HVAV | 20
VAV BoxElectricAll1500 | SM | SM Accessories | Terminal Equipment | VAV Box | VAV | VAV | H | VAV Box | VAV | Electric | ELE | All |  | 1500 | CFM | H-VAV-ELE--1500 |  | HVAV | 20
VAV BoxElectricAll200 | SM | SM Accessories | Terminal Equipment | VAV Box | VAV | VAV | H | VAV Box | VAV | Electric | ELE | All |  | 200 | CFM | H-VAV-ELE--200 |  | HVAV | 20
VAV BoxElectricAll2000 | SM | SM Accessories | Terminal Equipment | VAV Box | VAV | VAV | H | VAV Box | VAV | Electric | ELE | All |  | 2000 | CFM | H-VAV-ELE--2000 |  | HVAV | 20
VAV BoxElectricAll2400 | SM | SM Accessories | Terminal Equipment | VAV Box | VAV | VAV | H | VAV Box | VAV | Electric | ELE | All |  | 2400 | CFM | H-VAV-ELE--2400 |  | HVAV | 20
VAV BoxElectricAll3000 | SM | SM Accessories | Terminal Equipment | VAV Box | VAV | VAV | H | VAV Box | VAV | Electric | ELE | All |  | 3000 | CFM | H-VAV-ELE--3000 |  | HVAV | 20
VAV BoxElectricAll3600 | SM | SM Accessories | Terminal Equipment | VAV Box | VAV | VAV | H | VAV Box | VAV | Electric | ELE | All |  | 3600 | CFM | H-VAV-ELE--3600 |  | HVAV | 20
VAV BoxElectricAll400 | SM | SM Accessories | Terminal Equipment | VAV Box | VAV | VAV | H | VAV Box | VAV | Electric | ELE | All |  | 400 | CFM | H-VAV-ELE--400 |  | HVAV | 20
VAV BoxElectricAll4800 | SM | SM Accessories | Terminal Equipment | VAV Box | VAV | VAV | H | VAV Box | VAV | Electric | ELE | All |  | 4800 | CFM | H-VAV-ELE--4800 |  | HVAV | 20
VAV BoxElectricAll600 | SM | SM Accessories | Terminal Equipment | VAV Box | VAV | VAV | H | VAV Box | VAV | Electric | ELE | All |  | 600 | CFM | H-VAV-ELE--600 |  | HVAV | 20
VAV BoxElectricAll6000 | SM | SM Accessories | Terminal Equipment | VAV Box | VAV | VAV | H | VAV Box | VAV | Electric | ELE | All |  | 6000 | CFM | H-VAV-ELE--6000 |  | HVAV | 20
VAV BoxElectricAll7200 |  | SM Accessories | Terminal Equipment | VAV Box | VAV | VAV | H | VAV Box | VAV | Electric | ELE | All |  | 7200 | CFM | H-VAV-ELE--7200 |  | HVAV | 20
VAV BoxElectricAll800 | SM | SM Accessories | Terminal Equipment | VAV Box | VAV | VAV | H | VAV Box | VAV | Electric | ELE | All |  | 800 | CFM | H-VAV-ELE--800 |  | HVAV | 20
VAV BoxHot WaterAll1000 | SM | SM Accessories | Terminal Equipment | VAV Box | VAV | VAV | H | VAV Box | VAV | Hot Water | HW | All |  | 1000 | CFM | H-VAV-HW--1000 |  | HVAV | 20
VAV BoxHot WaterAll1200 | SM | SM Accessories | Terminal Equipment | VAV Box | VAV | VAV | H | VAV Box | VAV | Hot Water | HW | All |  | 1200 | CFM | H-VAV-HW--1200 |  | HVAV | 20
VAV BoxHot WaterAll1500 | SM | SM Accessories | Terminal Equipment | VAV Box | VAV | VAV | H | VAV Box | VAV | Hot Water | HW | All |  | 1500 | CFM | H-VAV-HW--1500 |  | HVAV | 20
VAV BoxHot WaterAll200 | SM | SM Accessories | Terminal Equipment | VAV Box | VAV | VAV | H | VAV Box | VAV | Hot Water | HW | All |  | 200 | CFM | H-VAV-HW--200 |  | HVAV | 20
VAV BoxHot WaterAll2000 | SM | SM Accessories | Terminal Equipment | VAV Box | VAV | VAV | H | VAV Box | VAV | Hot Water | HW | All |  | 2000 | CFM | H-VAV-HW--2000 |  | HVAV | 20
VAV BoxHot WaterAll2400 | SM | SM Accessories | Terminal Equipment | VAV Box | VAV | VAV | H | VAV Box | VAV | Hot Water | HW | All |  | 2400 | CFM | H-VAV-HW--2400 |  | HVAV | 20
VAV BoxHot WaterAll3000 | SM | SM Accessories | Terminal Equipment | VAV Box | VAV | VAV | H | VAV Box | VAV | Hot Water | HW | All |  | 3000 | CFM | H-VAV-HW--3000 |  | HVAV | 20
VAV BoxHot WaterAll3600 | SM | SM Accessories | Terminal Equipment | VAV Box | VAV | VAV | H | VAV Box | VAV | Hot Water | HW | All |  | 3600 | CFM | H-VAV-HW--3600 |  | HVAV | 20
VAV BoxHot WaterAll400 | SM | SM Accessories | Terminal Equipment | VAV Box | VAV | VAV | H | VAV Box | VAV | Hot Water | HW | All |  | 400 | CFM | H-VAV-HW--400 |  | HVAV | 20
VAV BoxHot WaterAll4800 | SM | SM Accessories | Terminal Equipment | VAV Box | VAV | VAV | H | VAV Box | VAV | Hot Water | HW | All |  | 4800 | CFM | H-VAV-HW--4800 |  | HVAV | 20
VAV BoxHot WaterAll600 | SM | SM Accessories | Terminal Equipment | VAV Box | VAV | VAV | H | VAV Box | VAV | Hot Water | HW | All |  | 600 | CFM | H-VAV-HW--600 |  | HVAV | 20
VAV BoxHot WaterAll6000 | SM | SM Accessories | Terminal Equipment | VAV Box | VAV | VAV | H | VAV Box | VAV | Hot Water | HW | All |  | 6000 | CFM | H-VAV-HW--6000 |  | HVAV | 20
VAV BoxHot WaterAll7200 | SM | SM Accessories | Terminal Equipment | VAV Box | VAV | VAV | H | VAV Box | VAV | Hot Water | HW | All |  | 7200 | CFM | H-VAV-HW--7200 |  | HVAV | 20
VAV BoxHot WaterAll800 | SM | SM Accessories | Terminal Equipment | VAV Box | VAV | VAV | H | VAV Box | VAV | Hot Water | HW | All |  | 800 | CFM | H-VAV-HW--800 |  | HVAV | 20
VAV BoxNo HeatAll1000 | SM | SM Accessories | Terminal Equipment | VAV Box | VAV | VAV | H | VAV Box | VAV | No Heat | NO | All |  | 1000 | CFM | H-VAV-NO--1000 |  | HVAV | 20
VAV BoxNo HeatAll1200 | SM | SM Accessories | Terminal Equipment | VAV Box | VAV | VAV | H | VAV Box | VAV | No Heat | NO | All |  | 1200 | CFM | H-VAV-NO--1200 |  | HVAV | 20
VAV BoxNo HeatAll1500 | SM | SM Accessories | Terminal Equipment | VAV Box | VAV | VAV | H | VAV Box | VAV | No Heat | NO | All |  | 1500 | CFM | H-VAV-NO--1500 |  | HVAV | 20
VAV BoxNo HeatAll200 | SM | SM Accessories | Terminal Equipment | VAV Box | VAV | VAV | H | VAV Box | VAV | No Heat | NO | All |  | 200 | CFM | H-VAV-NO--200 |  | HVAV | 20
VAV BoxNo HeatAll2000 | SM | SM Accessories | Terminal Equipment | VAV Box | VAV | VAV | H | VAV Box | VAV | No Heat | NO | All |  | 2000 | CFM | H-VAV-NO--2000 |  | HVAV | 20
VAV BoxNo HeatAll2400 | SM | SM Accessories | Terminal Equipment | VAV Box | VAV | VAV | H | VAV Box | VAV | No Heat | NO | All |  | 2400 | CFM | H-VAV-NO--2400 |  | HVAV | 20
VAV BoxNo HeatAll3000 | SM | SM Accessories | Terminal Equipment | VAV Box | VAV | VAV | H | VAV Box | VAV | No Heat | NO | All |  | 3000 | CFM | H-VAV-NO--3000 |  | HVAV | 20
VAV BoxNo HeatAll3600 | SM | SM Accessories | Terminal Equipment | VAV Box | VAV | VAV | H | VAV Box | VAV | No Heat | NO | All |  | 3600 | CFM | H-VAV-NO--3600 |  | HVAV | 20
VAV BoxNo HeatAll400 | SM | SM Accessories | Terminal Equipment | VAV Box | VAV | VAV | H | VAV Box | VAV | No Heat | NO | All |  | 400 | CFM | H-VAV-NO--400 |  | HVAV | 20
VAV BoxNo HeatAll4800 | SM | SM Accessories | Terminal Equipment | VAV Box | VAV | VAV | H | VAV Box | VAV | No Heat | NO | All |  | 4800 | CFM | H-VAV-NO--4800 |  | HVAV | 20
VAV BoxNo HeatAll600 | SM | SM Accessories | Terminal Equipment | VAV Box | VAV | VAV | H | VAV Box | VAV | No Heat | NO | All |  | 600 | CFM | H-VAV-NO--600 |  | HVAV | 20
VAV BoxNo HeatAll6000 | SM | SM Accessories | Terminal Equipment | VAV Box | VAV | VAV | H | VAV Box | VAV | No Heat | NO | All |  | 6000 | CFM | H-VAV-NO--6000 |  | HVAV | 20
VAV BoxNo HeatAll7200 | SM | SM Accessories | Terminal Equipment | VAV Box | VAV | VAV | H | VAV Box | VAV | No Heat | NO | All |  | 7200 | CFM | H-VAV-NO--7200 |  | HVAV | 20
VAV BoxNo HeatAll800 | SM | SM Accessories | Terminal Equipment | VAV Box | VAV | VAV | H | VAV Box | VAV | No Heat | NO | All |  | 800 | CFM | H-VAV-NO--800 |  | HVAV | 20
Venturi VAV BoxElectricVenturi Valve1000 | SM | SM Accessories | Terminal Equipment | Venturi VAV Box | VVAV | VVAV | H | Venturi VAV Box | VTI | Electric | ELE | Venturi Valve |  | 1000 | CFM | H-VTI-ELE--1000 |  | HVAV | 20
Venturi VAV BoxElectricVenturi Valve1200 | SM | SM Accessories | Terminal Equipment | Venturi VAV Box | VVAV | VVAV | H | Venturi VAV Box | VTI | Electric | ELE | Venturi Valve |  | 1200 | CFM | H-VTI-ELE--1200 |  | HVAV | 20
Venturi VAV BoxElectricVenturi Valve1500 | SM | SM Accessories | Terminal Equipment | Venturi VAV Box | VVAV | VVAV | H | Venturi VAV Box | VTI | Electric | ELE | Venturi Valve |  | 1500 | CFM | H-VTI-ELE--1500 |  | HVAV | 20
Venturi VAV BoxElectricVenturi Valve200 | SM | SM Accessories | Terminal Equipment | Venturi VAV Box | VVAV | VVAV | H | Venturi VAV Box | VTI | Electric | ELE | Venturi Valve |  | 200 | CFM | H-VTI-ELE--200 |  | HVAV | 20
Venturi VAV BoxElectricVenturi Valve2000 | SM | SM Accessories | Terminal Equipment | Venturi VAV Box | VVAV | VVAV | H | Venturi VAV Box | VTI | Electric | ELE | Venturi Valve |  | 2000 | CFM | H-VTI-ELE--2000 |  | HVAV | 20
Venturi VAV BoxElectricVenturi Valve2400 | SM | SM Accessories | Terminal Equipment | Venturi VAV Box | VVAV | VVAV | H | Venturi VAV Box | VTI | Electric | ELE | Venturi Valve |  | 2400 | CFM | H-VTI-ELE--2400 |  | HVAV | 20
Venturi VAV BoxElectricVenturi Valve3000 | SM | SM Accessories | Terminal Equipment | Venturi VAV Box | VVAV | VVAV | H | Venturi VAV Box | VTI | Electric | ELE | Venturi Valve |  | 3000 | CFM | H-VTI-ELE--3000 |  | HVAV | 20
Venturi VAV BoxElectricVenturi Valve400 | SM | SM Accessories | Terminal Equipment | Venturi VAV Box | VVAV | VVAV | H | Venturi VAV Box | VTI | Electric | ELE | Venturi Valve |  | 400 | CFM | H-VTI-ELE--400 |  | HVAV | 20
Venturi VAV BoxElectricVenturi Valve600 | SM | SM Accessories | Terminal Equipment | Venturi VAV Box | VVAV | VVAV | H | Venturi VAV Box | VTI | Electric | ELE | Venturi Valve |  | 600 | CFM | H-VTI-ELE--600 |  | HVAV | 20
Venturi VAV BoxElectricVenturi Valve800 | SM | SM Accessories | Terminal Equipment | Venturi VAV Box | VVAV | VVAV | H | Venturi VAV Box | VTI | Electric | ELE | Venturi Valve |  | 800 | CFM | H-VTI-ELE--800 |  | HVAV | 20
Venturi VAV BoxHot WaterVenturi Valve1000 | SM | SM Accessories | Terminal Equipment | Venturi VAV Box | VVAV | VVAV | H | Venturi VAV Box | VTI | Hot Water | HW | Venturi Valve |  | 1000 | CFM | H-VTI-HW--1000 |  | HVAV | 20
Venturi VAV BoxHot WaterVenturi Valve1200 | SM | SM Accessories | Terminal Equipment | Venturi VAV Box | VVAV | VVAV | H | Venturi VAV Box | VTI | Hot Water | HW | Venturi Valve |  | 1200 | CFM | H-VTI-HW--1200 |  | HVAV | 20
Venturi VAV BoxHot WaterVenturi Valve1500 | SM | SM Accessories | Terminal Equipment | Venturi VAV Box | VVAV | VVAV | H | Venturi VAV Box | VTI | Hot Water | HW | Venturi Valve |  | 1500 | CFM | H-VTI-HW--1500 |  | HVAV | 20
Venturi VAV BoxHot WaterVenturi Valve200 | SM | SM Accessories | Terminal Equipment | Venturi VAV Box | VVAV | VVAV | H | Venturi VAV Box | VTI | Hot Water | HW | Venturi Valve |  | 200 | CFM | H-VTI-HW--200 |  | HVAV | 20
Venturi VAV BoxHot WaterVenturi Valve2000 | SM | SM Accessories | Terminal Equipment | Venturi VAV Box | VVAV | VVAV | H | Venturi VAV Box | VTI | Hot Water | HW | Venturi Valve |  | 2000 | CFM | H-VTI-HW--2000 |  | HVAV | 20
Venturi VAV BoxHot WaterVenturi Valve2400 | SM | SM Accessories | Terminal Equipment | Venturi VAV Box | VVAV | VVAV | H | Venturi VAV Box | VTI | Hot Water | HW | Venturi Valve |  | 2400 | CFM | H-VTI-HW--2400 |  | HVAV | 20
Venturi VAV BoxHot WaterVenturi Valve3000 | SM | SM Accessories | Terminal Equipment | Venturi VAV Box | VVAV | VVAV | H | Venturi VAV Box | VTI | Hot Water | HW | Venturi Valve |  | 3000 | CFM | H-VTI-HW--3000 |  | HVAV | 20
Venturi VAV BoxHot WaterVenturi Valve400 | SM | SM Accessories | Terminal Equipment | Venturi VAV Box | VVAV | VVAV | H | Venturi VAV Box | VTI | Hot Water | HW | Venturi Valve |  | 400 | CFM | H-VTI-HW--400 |  | HVAV | 20
Venturi VAV BoxHot WaterVenturi Valve600 | SM | SM Accessories | Terminal Equipment | Venturi VAV Box | VVAV | VVAV | H | Venturi VAV Box | VTI | Hot Water | HW | Venturi Valve |  | 600 | CFM | H-VTI-HW--600 |  | HVAV | 20
Venturi VAV BoxHot WaterVenturi Valve800 | SM | SM Accessories | Terminal Equipment | Venturi VAV Box | VVAV | VVAV | H | Venturi VAV Box | VTI | Hot Water | HW | Venturi Valve |  | 800 | CFM | H-VTI-HW--800 |  | HVAV | 20
Venturi VAV BoxNo HeatVenturi Valve1000 | SM | SM Accessories | Terminal Equipment | Venturi VAV Box | VVAV | VVAV | H | Venturi VAV Box | VTI | No Heat | NO | Venturi Valve |  | 1000 | CFM | H-VTI-NO--1000 |  | HVAV | 20
Venturi VAV BoxNo HeatVenturi Valve1200 | SM | SM Accessories | Terminal Equipment | Venturi VAV Box | VVAV | VVAV | H | Venturi VAV Box | VTI | No Heat | NO | Venturi Valve |  | 1200 | CFM | H-VTI-NO--1200 |  | HVAV | 20
Venturi VAV BoxNo HeatVenturi Valve1500 | SM | SM Accessories | Terminal Equipment | Venturi VAV Box | VVAV | VVAV | H | Venturi VAV Box | VTI | No Heat | NO | Venturi Valve |  | 1500 | CFM | H-VTI-NO--1500 |  | HVAV | 20
Venturi VAV BoxNo HeatVenturi Valve200 | SM | SM Accessories | Terminal Equipment | Venturi VAV Box | VVAV | VVAV | H | Venturi VAV Box | VTI | No Heat | NO | Venturi Valve |  | 200 | CFM | H-VTI-NO--200 |  | HVAV | 20
Venturi VAV BoxNo HeatVenturi Valve2000 | SM | SM Accessories | Terminal Equipment | Venturi VAV Box | VVAV | VVAV | H | Venturi VAV Box | VTI | No Heat | NO | Venturi Valve |  | 2000 | CFM | H-VTI-NO--2000 |  | HVAV | 20
Venturi VAV BoxNo HeatVenturi Valve2400 | SM | SM Accessories | Terminal Equipment | Venturi VAV Box | VVAV | VVAV | H | Venturi VAV Box | VTI | No Heat | NO | Venturi Valve |  | 2400 | CFM | H-VTI-NO--2400 |  | HVAV | 20
Venturi VAV BoxNo HeatVenturi Valve3000 | SM | SM Accessories | Terminal Equipment | Venturi VAV Box | VVAV | VVAV | H | Venturi VAV Box | VTI | No Heat | NO | Venturi Valve |  | 3000 | CFM | H-VTI-NO--3000 |  | HVAV | 20
Venturi VAV BoxNo HeatVenturi Valve400 | SM | SM Accessories | Terminal Equipment | Venturi VAV Box | VVAV | VVAV | H | Venturi VAV Box | VTI | No Heat | NO | Venturi Valve |  | 400 | CFM | H-VTI-NO--400 |  | HVAV | 20
Venturi VAV BoxNo HeatVenturi Valve600 | SM | SM Accessories | Terminal Equipment | Venturi VAV Box | VVAV | VVAV | H | Venturi VAV Box | VTI | No Heat | NO | Venturi Valve |  | 600 | CFM | H-VTI-NO--600 |  | HVAV | 20
Venturi VAV BoxNo HeatVenturi Valve800 | SM | SM Accessories | Terminal Equipment | Venturi VAV Box | VVAV | VVAV | H | Venturi VAV Box | VTI | No Heat | NO | Venturi Valve |  | 800 | CFM | H-VTI-NO--800 |  | HVAV | 20
Water SoftenerWater SoftenerAll10 | PL | Domestic Water Plant | Domestic Water | Water Softener | WS | Other | P | Water Softener | DIRO | Water Softener | SFT | All |  | 10 | GPM | P-DIRO-SFT--10 |  | PWTRSFT | 15
Water SoftenerWater SoftenerAll150 | PL | Domestic Water Plant | Domestic Water | Water Softener |  | Other | P | Water Softener | DIRO | Water Softener | SFT | All |  | 150 | GPM | P-DIRO-SFT--150 |  | PWTRSFT | 15
Water SoftenerWater SoftenerAll25 | PL | Domestic Water Plant | Domestic Water | Water Softener |  | Other | P | Water Softener | DIRO | Water Softener | SFT | All |  | 25 | GPM | P-DIRO-SFT--25 |  | PWTRSFT | 15
Water SoftenerWater SoftenerAll5 | PL | Domestic Water Plant | Domestic Water | Water Softener | WS | Other | P | Water Softener | DIRO | Water Softener | SFT | All |  | 5 | GPM | P-DIRO-SFT--5 |  | PWTRSFT | 15
Water SoftenerWater SoftenerAll50 | PL | Domestic Water Plant | Domestic Water | Water Softener | WS | Other | P | Water Softener | DIRO | Water Softener | SFT | All |  | 50 | GPM | P-DIRO-SFT--50 |  | PWTRSFT | 15
Water SoftenerWater SoftenerAll75 | PL | Domestic Water Plant | Domestic Water | Water Softener |  | Other | P | Water Softener | DIRO | Water Softener | SFT | All |  | 75 | GPM | P-DIRO-SFT--75 |  | PWTRSFT | 15

## Cobie
Cobie - NAVFAC Facility Data Workbook
| D20 | D20 - PLUMBING | D20 - PLUMBING
| D2010 | PLUMBING FIXTURES | D2010 - PLUMBING FIXTURES
| D2010110 | Toilet | D2010110 - TOILET
| D2010210 | Urinal | D2010210 - URINAL
| D2010310 | Lavatory | D2010310 - LAVATORY
| D2010410 | Sink | D2010410 - SINK
| D2010430 | Laboratory Sink | D2010430 - LABORATORY SINK
| D2010510 | Bathtub | D2010510 - BATHTUB
| D2010610 | Group Wash Fountain | D2010610 - GROUP WASH FOUNTAIN
| D2010710 | Shower | D2010710 - SHOWER
| D2010810 | Drinking Fountain | D2010810 - DRINKING FOUNTAIN
| D2010820 | Water Cooler | D2010820 - WATER COOLER
| D2010901 | Emergency Shower | D2010901 - EMERGENCY SHOWER
| D2010902 | Emergency Eye Wash | D2010902 - EMERGENCY EYE WASH
| D2010903 | Bidet | D2010903 - BIDET
| D2020 | DOMESTIC WATER DISTRIBUTION | D2020 - DOMESTIC WATER DISTRIBUTION
| D2020210 | Water Heaters, Residential, Elec | D2020210 - WATER HEATERS, RESIDENTIAL, ELEC
| D2020220 | Water Heaters, Residential, Gas | D2020220 - WATER HEATERS, RESIDENTIAL, GAS
| D2020230 | Water Heaters, Residential, Oil | D2020230 - WATER HEATERS, RESIDENTIAL, OIL
| D2020240 | Water Heaters, Commercial, Elec | D2020240 - WATER HEATERS, COMMERCIAL, ELEC
| D2020250 | Water Heaters, Commercial, Gas | D2020250 - WATER HEATERS, COMMERCIAL, GAS
| D2020260 | Water Heaters, Commercial, Oil | D2020260 - WATER HEATERS, COMMERCIAL, OIL
| D2020901 | Booster Pump | D2020901 - BOOSTER PUMP
| D2020902 | Storage Tank | D2020902 - STORAGE TANK
| D2020903 | Backflow Preventer | D2020903 - BACKFLOW PREVENTER
| D2020904 | Heat Transfer Package | D2020904 - HEAT TRANSFER PACKAGE
| D2020905 | Piping/Fittings | D2020905 - PIPING/FITTINGS
| D2020906 | Circulating Pump | D2020906 - CIRCULATING PUMP
| D2030 | SANITARY WASTE | D2030 - SANITARY WASTE
| D2030901 | Sanitary Waste Separator | D2030901 - SANITARY WASTE SEPARATOR
| D2030902 | Waste/Vent Piping | D2030902 - WASTE/VENT PIPING
| D2030905 | Sump Pump | D2030905 - SUMP PUMP
| D2040 | RAIN WATER DRAINAGE | D2040 - RAIN WATER DRAINAGE
| D2040210 | Roof Drains | D2040210 - ROOF DRAINS
| D2090 | OTHER PLUMBING SYSTEMS | D2090 - OTHER PLUMBING SYSTEMS
| D30 | D30 - HVAC | D30 - HVAC
| D3010 | ENERGY SUPPLY | D3010 - ENERGY SUPPLY
| D3020 | HEAT GENERATING SYSTEMS | D3020 - HEAT GENERATING SYSTEMS
| D3020126 | Boiler, Electric, Hot Water | D3020126 - BOILER, ELECTRIC, HOT WATER
| D3020128 | Boiler, Electric, Steam | D3020128 - BOILER, ELECTRIC, STEAM
| D3020130 | Boiler, Cast Iron, Hot Water, Gas | D3020130 - BOILER CAST IRON HOT WATER GAS
| D3020134 | Boiler, Cast Iron, Steam, Gas | D3020134 - BOILER, CAST IRON, STEAM, GAS
| D3020136 | Boiler, Cast Iron, Hot Water, Gas/Oil | D3020136 - BOILER, CAST IRON HT WTR GAS/OIL
| D3020138 | Boiler, Cast Iron, Steam, Gas/Oil | D3020138 - BOILER, CAST IRON, STEAM GAS/OIL
| D3020311 | Boiler Fuel Oil Pump | D3020311 - BOILER FUEL OIL PUMP
| D3020901 | Boiler, Cast Iron, Hot Water, Oil | D3020901 - BOILER, CAST IRON, HT WTR, OIL
| D3020902 | Boiler, Cast Iron, Steam, Oil | D3020902 - BOILER, CAST IRON, STEAM, OIL
| D3020903 | Boiler, Solid Fuel | D3020903 - BOILER, SOLID FUEL
| D3020904 | Boiler Feedwater Tank | D3020904 - BOILER FEEDWATER TANK
| D3020905 | Furnace | D3020905 - FURNACE
| D3020906 | Expansion Tank | D3020906 - EXPANSION TANK
| D3030 | COOLING GENERATING SYSTEMS | D3030 - COOLING GENERATING SYSTEMS
| D3030120 | Chiller, Scroll, Air Cooled | D3030120 - CHILLER, SCROLL, AIR COOLED
| D3030125 | Chiller, Scroll, Water Cooled | D3030125 - CHILLER, SCROLL, WATER COOLED
| D3030130 | Chiller, Recip, Water Cooled | D3030130 - CHILLER, RECIP, WATER COOLED
| D3030135 | Chiller, Recip, Air Cooled | D3030135 - CHILLER, RECIP, AIR COOLED
| D3030140 | Chiller, Centrifugal, Water Cooled | D3030140 - CHILLER, CENTRIFUGAL, WTR COOLED
| D3030145 | Chiller, Gas Absorption, Water Cooled | D3030145 - CHILLER, GAS ABSO, WTR COOLED
| D3030150 | Chiller, Steam Absorption, Water Cooled | D3030150 - CHILLER, STEAM ABSO, WTR COOLED
| D3030160 | Chiller, Screw, Air Cooled | D3030160 - CHILLER, SCREW, AIR COOLED
| D3030165 | Chiller, Screw, Water Cooled | D3030165 - CHILLER, SCREW, WATER COOLED
| D3030221 | Condensing Unit, Air Cooled | D3030221 - CONDENSING UNIT, AIR COOLED
| D3030222 | Condensing Unit, Water Cooled | D3030222 - CONDENSING UNIT, WATER COOLED
| D3030223 | Split Ductless Heat Pump, Outdoor Unit | D3030223 - SPLIT DUCTLESS HEAT PUMP , OUTDOOR UNIT
| D3030223 | Split Ductless Unit, Outdoor Unit | D3030223 - SPLIT DUCTLESS UNIT, OUTDOOR UNIT
| D3030224 | Split System Heat Pump, Outdoor Unit | D3030224 - SPLIT SYSTEM HEAT PUMP , OUTDOOR UNIT
| D3030225 | Split System Heat Pump, Outdoor Unit | D3030225 - SPLIT SYSTEM HEAT PUMP , OUTDOOR UNIT
| D3030310 | Cooling Tower, Galvanized | D3030310 - COOLING TOWER, GALVANIZED
| D3030320 | Cooling Tower, Fiberglass | D3030320 - COOLING TOWER, FIBERGLASS
| D3030330 | Cooling Tower, Stainless Steel | D3030330 - COOLING TOWER, STAINLESS STEEL
| D3030901 | Condenser, DX, Air Cooled | D3030901 - CONDENSER, DX, AIR COOLED
| D3030902 | Condenser, DX, Evaporative | D3030902 - CONDENSER, DX, EVAPORATIVE
| D3030903 | Packaged DX Refrigerant System | D3030903 - PACKAGED DX REFRIGERANT SYSTEM
| D3040 | DISTRIBUTION SYSTEMS | D3040 - DISTRIBUTION SYSTEMS
| D3040106 | Air Handling Unit, Field Fab | D3040106 - AIR HANDLING UNIT, FIELD FAB
| D3040110 | Air Handling Unit, Central Station | D3040110 - AIR HANDLING UNIT, CENTRAL STA
| D3040114 | Air Handling Unit, Rooftop | D3040114 - AIR HANDLING UNIT, ROOFTOP
| D3040118 | Fan Coil A/C, Cab Mnt, Two Pipe | D3040118 - FAN COIL A/C, CAB MNT, TWO PIPE
| D3040122 | Fan Coil A/C, Cab Mnt, Four Pipe | D3040122 - FAN COIL A/C, CAB MNT, FOUR PIPE
| D3040124 | Fan Coil A/C, Duct Mnt, Two Pipe | D3040124 - FAN COIL A/C, DUCT MOUNT, 2 PIPE
| D3040128 | Fan Coil A/C, Duct Mnt, Four Pipe | D3040128 - FAN COIL A/C, DUCT MOUNT, 4 PIPE
| D3040132 | VAV Terminal | D3040132 - VAV TERMINAL
| D3040136 | VAV Terminal, Fan Powered | D3040136 - VAV TERMINAL, FAN POWERED
| D3040220 | Fan System, Centrifugal In-line | D3040220 - FAN SYSTEM, CENTRIFUGAL IN-LINE
| D3040230 | Fan System, Utility Set | D3040230 - FAN SYSTEM, UTILITY SET
| D3040240 | Fan System, Roof Exhaust | D3040240 - FAN SYSTEM, ROOF EXHAUST
| D3040250 | Comm/Ind Vacuum Dust Collection | D3040250 - COMM/IND VACUUM DUST COLLECTION
| D3040260 | Kitchen Exhaust/Make-up Air | D3040260 - KITCHEN EXHAUST/MAKE-UP AIR
| D3040312 | Condensate Return Pump | D3040312 - CONDENSATE RETURN PUMP
| D3040313 | Condensate Return Pump, Duplex | D3040313 - CONDENSATE RETURN PUMP, DUPLEX
| D3040330 | Circulating Pump, End Suction | D3040330 - CIRCULATING PUMP, END SUCTION
| D3040340 | Circulating Pump, Double Suction | D3040340 - CIRCULATING PUMP, DOUBLE SUCTION
| D3040610 | Heat Exchanger, Plate Type | D3040610 - HEAT EXCHANGER, PLATE TYPE
| D3040620 | Heat Exchanger, Shell Type | D3040620 - HEAT EXCHANGER, SHELL TUBE
| D3040901 | Dehumidifier | D3040901 - DEHUMIDIFIER
| D3040902 | Humidifier | D3040902 - HUMIDIFIER
| D3040903 | Fan Coil A/C, DX | D3040903 - FAN COIL A/C, DX
| D3040904 | Split Ductless System, Indoor Unit | D3040904 - SPLIT DUCTLESS SYSTEM, INDOOR UNIT
| D3040905 | Split System Heat Pump, Indoor Unit | D3040905 - SPLIT SYSTEM HEAT PUMP, INDOOR UNIT
| D3050 | TERMINAL & PACKAGE UNITS | D3050 - TERMINAL & PACKAGE UNITS
| D3050120 | Unit Heaters, Gas | D3050120 - UNIT HEATERS, GAS
| D3050130 | Unit Heaters, Hydronic | D3050130 - UNIT HEATERS, HYDRONIC
| D3050170 | Split Systems Air Cooled Condensing Unit | D3050170 - SPLIT SYSTEMS AIR COOLED CONDENSE UNIT
| D3050175 | Rooftop A/C | D3050175 - ROOFTOP A/C
| D3050176 | Rooftop Air Conditioner, Electric Heat | D3050176 - ROOFTOP AIR CONDITIONER, ELECTRIC HEAT
| D3050178 | Rooftop Air Conditioner, Hot Water Heat | D3050178 - ROOFTOP AIR CONDITIONER, HOT WATER HEAT
| D3050179 | Rooftop Air Conditioner, Steam Heat | D3050179 - ROOFTOP AIR CONDITIONER, STEAM HEAT
| D3050185 | Computer Room Cooling Units | D3050185 - COMPUTER ROOM COOLING UNITS
| D3050201 | PKG A/C, Air Cooled, Elect Heat | D3050201 - PKG A/C, AIR COOLED, ELEC HEAT
| D3050203 | PKG A/C, Air Cooled, HW Heat | D3050203 - PKG A/C, AIR COOLED, HW HEAT
| D3050210 | PKG A/C, Water Cooled, Elect Heat | D3050210 - PKG A/C, WATER COOLED, ELEC HEAT
| D3050220 | PKG A/C, Water Cooled, HW Heat | D3050220 - PKG A/C, WATER COOLED, HW HEAT
| D3050230 | Heat Pump, Wtr Source, Cent Sta | D3050230 - HEAT PUMP, WTR SOURCE, CENT STA
| D3050235 | Heat Pump, Wtr Source, Console | D3050235 - HEAT PUMP, WATER SOURCE, CONSOLE
| D3050240 | Heat Pump, Duct Mnt, Horizontal | D3050240 - HEAT PUMP, DUCT MNT, HORIZONTAL
| D3050245 | Heat Pump, Air/Air, Rooftop | D3050245 - HEAT PUMP, AIR/AIR, ROOF TOP
| D3050255 | Thru-Wall Heat A/C Unit | D3050255 - THRU-WALL A/C UNIT
| D3050260 | Thru-Wall Heat Heat Pump | D3050260 - THRU-WALL HEAT PUMP
| D3050330 | Package Terminal Air Conditioner (PTAC) | D3050330 - PACKAGE TERMINAL AIR CONDITIONER (PTAC)
| D3050340 | Package Terminal Heat Pump (PTHP) | D3050340 - PACKAGE TERMINAL HEAT PUMP (PTHP)
| D3050530 | Baseboard Heating | D3050530 - BASEBOARD HEATING
| D3050901 | Unit Heaters, Electric | D3050901 - UNIT HEATERS, ELECTRIC
| D3050902 | Unit Heater, Infrared | D3050902 - UNIT HEATER, INFRARED
| D3050904 | Smoke Vents | D3050904 - SMOKE VENTS
| D3050905 | Hydronic Heating - Fin Tube | D3050905 - HYDRONIC HEATING - FIN TUBE
| D3060 | CONTROLS & INSTRUMENTATION | D3060 - CONTROLS & INSTRUMENTATION
| D3060901 | HVAC Controls, Electric, Digital | D3060901 - HVAC CONTROLS, ELECTRIC, DIGITAL
| D3060902 | HVAC Controls, Pneumatic | D3060902 - HVAC CONTROLS, PNUEMATIC
| D3060903 | Air Compressor | D3060903 - AIR COMPRESSOR
| D3060904 | Air Dryer | D3060904 - AIR DRYER
| D3060905 | Direct Digial Control (DDC) System | D3060905 - DIRECT DIGITAL CONTROL (DDC) SYSTEM
| D3070 | SYSTEMS TESTING & BALANCING | D3070 - SYSTEMS TESTING & BALANCING
| D3090 | OTHER HVAC SYSTEMS & EQUIPMENT | D3090 - OTHER HVAC SYSTEMS & EQUIPMENT
| D3090220 | Energy Recovery Wheel | D3090220 - ENERGY RECOVERY WHEEL
| D3090310 | Fume Hood Exhaust System | D3090310 - FUME HOOD EXHAUST SYSTEM
| D3090320 | Garage Exhaust Systems | D3090320 - GARAGE EXHAUST SYSTEMS
| D3090901 | Industrial Exhaust System | D3090901 - INDUSTRIAL EXHAUST SYSTEM
| D3090902 | Chemical Feedwater | D3090902 - CHEMICAL FEEDWATER
| D3090903 | Air Curtain | D3090903 - AIR CURTAIN
| D40 | FIRE PROTECTION | D40 - FIRE PROTECTION
| D4010 | SPRINKLERS | D4010 - SPRINKLERS
| D4010310 | Dry Pipe Systems | D4010310 - DRY PIPE SYSTEMS
| D4010350 | Preaction Systems | D4010350 - PREACTION SYSTEMS
| D4010370 | Deluge Systems | D4010370 - DELUGE SYSTEMS
| D4010390 | Fire Cycle Systems | D4010390 - FIRECYCLE SYSTEMS
| D4010410 | Wet Pipe Systems | D4010410 - WET PIPE SYSTEMS
| D4010905 | Fire Pump, Electric Motor Driven | D4010905 - FIRE PUMP, ELECTRIC MOTOR DRIVEN
| D4010906 | Fire Pump, Engine Driven | D4010906 - FIRE PUMP, ENGINE DRIVIEN
| D4010907 | Jockey Pump | D4010907 - JOCKEY PUMP
| D4010908 | Air Compressor | D4010908 - AIR COMPRESSOR
| D4020 | D4020 - STANDPIPES | D4020 - STANDPIPES
| D4020310 | Riser | D4020310 - RISER
| D4030 | D4030 - FIRE PROTECTION SPECIALTIES | D4030 - FIRE PROTECTION SPECIALTIES
| D4090 | D4090 - OTHER FIRE PROTECTION SYSTEMS | D4090 - OTHER FIRE PROTECTION SYSTEMS
| D4090901 | Carbon Dioxide Extinguishing Syt | D4090901 - CARBON DIOXIDE EXTINGUISHING SYS
| D4090902 | Hood Fire Protection | D4090902 - HOOD FIRE PROTECTION
| D4090903 | Backflow Preventer | D4090903 - BACKFLOW PREVENTER
| D4090904 | Fire Pumps | D4090904 - FIRE PUMPS
| D4090920 | Clean Agent Extinguishing Systems | D4090920 - CLEAN AGENT EXTINGUISHING SYSTEM
| D50 |  | D50 - ELECTRICAL
| D5010 |  | D5010 - ELECTRICAL SERVICE & DISTRIBUTION
| D5010120 |  | D5010120 - ELECTRICAL SERVICE
| D5010240 |  | D5010240 - SWITCHGEAR
| D5010901 |  | D5010901 - TRANSFER SWITCH
| D5010902 |  | D5010902 - TRANSFORMER
| D5010903 |  | D5010903 - MOTOR CONTROL CENTER
| D5010905 |  | D5010905 - CAPACITOR BANK
| D5010906 |  | D5010906 - PANELBOARDS
| D5020 |  | D5020 - LIGHTING & BRANCH WIRING
| D5020120 |  | D5020120 - ELECTRICAL DISTRIBUTION
| D5020248 |  | D5020248 - INTERIOR LIGHTING, FLUORECENT
| D5020250 |  | D5020250 - INTERIOR LIGHTING, INCANDESCENT
| D5020252 |  | D5020252 - INTERIOR LIGHTING, HIGH INT
| D5020901 |  | D5020901 - EXIT LIGHTING
| D5020902 |  | D5020902 - EXPLOSION PROOF LIGHTING
| D5020903 |  | D5020903 - EXTERIOR LIGHTING
| D5030 |  | D5030 - COMMUNICATION AND SECURITY
| D5030910 |  | D5030910 - COMMUNICATION/ALARM SYSTEMS
| D5030911 |  | D5030911 - FIRE ALARM CONTROL PANEL & ALARM SYSTEM
| D5030930 |  | D5030930 - MASTER BOX
| D5090 |  | D5090 - OTHER ELECTRICAL SYSTEMS
| D5090210 |  | D5090210 - GENERATORS
| D5090901 |  | D5090901 - EMERGENCY LIGHTING
| D5090902 |  | D5090902 - LIGHTNING PROTECTION (ARRESTERS)
| D5090903 |  | D5090903 - GROUNDING SYSTEM
| D5090904 |  | D5090904 - UNINTERUPTIBLE POWER SUPPLY
| E10 |  | E10 - EQUIPMENT
| E1010 |  | E1010 - COMMERCIAL EQUIPMENT
| E1010220 |  | E1010220 - CONDENSING UNIT, AIR COOLED
| E1010901 |  | E1010901 - CONDENSER, DX, AIR COOLED
| E1010910 |  | E1010910 - REFRIGERATOR/FREEZER WALK-IN BOX
| E1020 |  | E1020 - INSTITUTIONAL EQUIPMENT
| E1030 |  | E1030 - VEHICULAR EQUIPMENT
| E1030110 |  | E1030110 - VEHICULAR SERVICE EQUIPMENT
| E1030111 |  | E1030111 - AIR COMPRESSOR
| E1030112 |  | E1030112 - AIR DRYER
| E1030310 |  | E1030310 - LOADING DOCK EQUIPMENT
| E1040 |  | E1040 - INDUSTRIAL PROCESS EQUIPMENT
| E1090 |  | E1090 - OTHER EQUIPMENT
| E20 |  | E20 - FURNISHINGS
| E2010 |  | E2010 - FIXED FURNISHINGS
| E2020 |  | E2020 - MOVEABLE FURNISHINGS
| E202002 |  | E202002 - MODULAR PREFABRICATED FURNITURE

## Dropdowns (hidden)
| Accessory | Air Compressor | Air Curtain | Air Dryer | Air Handling Unit | Air Receiver | Air Rotation Unit | Air Scoop | Air Separator | Baseboard Radiation | Boiler | Bypass Filter Feeder | Cabinet Unit Heater | Chiller | Compressor - Refrig. | Computer Room Air Conditioning | Condensing Unit | Condensing Unit - Refrig. | Convector | Cooling Tower | Coupon Rack | DI/RO Equipment | Direct Outside Air Unit | Domestic HW Generator | Domestic Water Booster Pump | Domestic Water Heater | Ductless Split System | Energy Recovery Ventilator | Evaporator | Expansion Tank | Fan | Fan Coil Unit | Fan Coil Unit - Refrig. | Fan Powered Box | Fixture | Furnace | Glycol Feeder | Grease Interceptor | Grease Trap | Heat Exchanger | Heat Exchanger - Refrig. | Heat Pump | Heat Trace | Humidifier | Infrared Gas Fired Heater | Make-up Air Unit | Pot Feeder | PTAC | Pump | Radiant Panel | Return Air Unit | Roof Top Unit | Sand/Oil Interceptor | Tank | Unit Heater | Unit Ventilator | Vacuum | VAV Box | Venturi VAV Box | Water Softener
| Alarm Panel | Air Cooled | Electric | Air Dryer | Chilled Water, Heating Water | Air Receiver | No Cooling | All | All | Electric | Hot Water | All | Electric | Air Cooled | Air Cooled | Direct Expansion | Air Cooled | Air Cooled | Hot Water | Closed Circuit - Indoor | Black Iron | Deionization Unit | Indoor | Hot Water | Duplex | Electric | Direct Expansion | Indoor | Direct Expansion | All | Destratification | Direct Expansion | Direct Expansion | Electric | Domestic Water | Electric | All | Grease Interceptor | Grease Trap | Hydronic | All | Air Cooled | Electric | Electric | Electric | Gas-Fired | Bladder | Hot Water | Condensate | Electric | Indoor | Chilled Water, Heating Water | Sand/Oil Interceptor | Acid Neutralization | Electric | Hot Water | Vacuum | Electric | Electric | Water Softener
| Basket Strainer | Water Cooled | Hot Water |  | DX, Gas-Fired |  |  |  |  | Hot Water | Steam |  | Hot Water | Water Cooled | Water Cooled | Water Cooled | Evaporative | Evaporative |  | Closed Circuit - Outdoor | PVC | Inline | Outdoor |  | Triplex | Gas-Fired |  | Outdoor |  | Bladder | Dust Collector | Hot Water |  | Hot Water | Other | Gas-Fired |  |  |  | Steam |  | Water Cooled |  | Steam | Gas-Fired |  | Without Bladder |  | Electronic Metering | Hot Water |  | DX, Gas-Fired |  | Domestic Water, No HX | Gas-Fired |  |  | Hot Water | Hot Water
| Blow Down |  | No Heat |  | DX, Heating Water | [7 empty] | Steam |  |  |  | Evaporative Fluid Cooler | Water Cooled |  | Open Cell |  | Ozone Generator |  |  |  | Steam |  |  |  | Without Bladder | General Exhaust |  |  |  | Roof Drains | [6 empty] | Water-to-Water | [6 empty] | End Suction |  |  | DX, Heating Water |  | Fuel Oil | Hot Water |  |  | No Heat | No Heat
| Condensate Lift Station |  |  |  | Other | [11 empty] | Water Cooled |  |  |  |  | Reverse Osmosis | [8 empty] | Grease Exhaust |  |  |  | Waste & Vent | [13 empty] | Fuel Oil |  |  | Heat Pump |  | Horizontal | Steam
| Condenser Water Filtration | [20 empty] | RO Water | [8 empty] | Isolation Exhaust | [17 empty] | Inline |  |  | Other |  | Pressure Vessel
| Control Damper | [29 empty] | Kitchen Exhaust | [17 empty] | Sewage Ejector Pump |  |  |  |  | Propane
| Cooler | [29 empty] | Lab Exhaust | [17 empty] | Split Case |  |  |  |  | Steam
| Deaerator | [29 empty] | Smoke Exhaust | [17 empty] | Steam |  |  |  |  | Vertical
| DI Filtration | [29 empty] | Supply Fan | [17 empty] | Sump Pump |  |  |  |  | With Heat Exchanger
| Dialysis Box | [29 empty] | Transfer | [17 empty] | Vertical Turbine
Emergency Power Off
Feed System
Flue Piping
Grilles, Registers, Diffusers
Intake Hood
Life Safety Damper
Louver
Manifold
Manual Volume Damper
Meter
Outlet
Owner Furnished Equipment Connection
Polishing System
Pressure Reducing Valve
Pump
Remote Chiller
Roof Hood
Sound Attenuator
Sound Boot
Trap
Variable Frequency Drive
Water Treatment Controller
Zone Valve Box
All
1